## A P1.1
Table A P1.1 Ratio factors for the 16 EPA PAH compared to BaP and the calculated atmospheric deposition load to surface water in Poland.
Country | Substance | CAS Number | Fraction | Deposition (kg)
Poland | Benzo(a)pyrene | 50-32-8 | 1 | 384
| Acenaphthene | 83-32-9 | 0.96 | 369
| Acenaphthylene | 208-96-8 | 0.52 | 200
| Anthracene | 120-12-7 | 0.24 | 92
| Benz(a)anthracene | 56-55-3 | 0.9 | 346
| Benzo(b)fluoranthene | 205-99-2 | 1.97 | 756
| Benzo(ghi)perylene | 191-24-2 | 1.23 | 472
| Benzo(k)fluoranthene | 207-08-9 | 0.77 | 296
| Chrysene | 218-01-9 | 1.84 | 707
| Dibenzo(ah)anthracene | 53-70-3 | 0.28 | 108
| Fluoranthene | 206-44-0 | 4.18 | 1605
| Fluorene | 86-73-7 | 1.02 | 392
| Inden(123cd)pyrene | 193-39-5 | 1.39 | 534
| Naphthalene | 91-20-3 | 2.11 | 810
| Phenanthrene | 85-01-8 | 5.06 | 1943
| Pyrene | 129-00-0 | 2.93 | 1125

## A P2-5.1
Table A P2-5.1 Total Cadmium loads to agricultural land in kg/day; (nd = no data (Comber, 2021)).
| Agricultural land | Farmyard manure | Sewage sluds | P fertiliser | Atmospheric deposition | Total | Total loss surface water
Country | Km2 | Kg d-1 |  |  |  |  | Kg d-1
Albania | 11740 | 0.2 | 0.05 | 0.36 | 0.77 | 1.4 | 0.13
Austria | 26538 | 2.46 | 0.25 | 0.34 | 1.05 | 4.1 | 0.37
Belgium | 13561 | 4.91 | 0.1 | 0.13 | 0.71 | 5.8 | 0.53
Bosnia | 17796 | 0.76 | 0 | n/d | 1.17 | 1.9 | 0.17
Bulgaria | 50303 | 1.29 | 0.1 | 0.85 | 1.95 | 4.2 | 0.38
Croatia | 14857 | 0.79 | 0.01 | 0.4 | 0.99 | 2.2 | 0.2
Cyprus | 1319 | 0.29 | 0.03 | 0.06 | 0.03 | 0.4 | 0.04
Czechia | 35232 | 1.9 | 0.42 | 0.58 | 0.94 | 3.8 | 0.35
Denmark | 26325 | 2.09 | 0.39 | 0.53 | 1.21 | 4.2 | 0.38
Estonia | 10042 | 0.39 | 0 | 0.1 | 0.78 | 1.3 | 0.12
Finland | 22719 | 1.53 | 0.01 | 0.28 | 0.53 | 2.4 | 0.21
France | 290202 | 20.1 | 1.06 | 4.27 | 19.54 | 45 | 4.07
Germany | 166451 | 18.14 | 1.16 | 2.33 | 5.53 | 27.2 | 2.46
Greece | 52881 | 2.8 | 0.11 | 0.66 | 1.28 | 4.9 | 0.44
Hungary | 53438 | 5.52 | 0.11 | 1.31 | 1.96 | 8.9 | 0.8
Iceland | 15551 | 0.09 | 0 | 0.05 | 0.54 | 0.7 | 0.06
Ireland | 45160 | 2.83 | 0.25 | 1.19 | 1.72 | 6 | 0.54
Italy | 128433 | 14.29 | 1.12 | 3.03 | 7.91 | 26.4 | 2.38
Kosovo | 4195 | 0.44 | n/d | n/d | 0.19 | 0.6 | 0.06
Latvia | 19379 | 0.41 | 0.03 | 0.29 | 0.8 | 1.5 | 0.14
Lithuania | 29472 | 1.12 | 0.07 | 0.58 | 1.31 | 3.1 | 0.28
Luxembourg | 1316 | 0.13 | 0.01 | 0.01 | 0.08 | 0.2 | 0.02
Malta | 116 | 0.04 | 0 | 0 | 0 | 0 | 0
Netherlands | 18224 | 5 | 0 | 0.15 | 1.12 | 6.3 | 0.57
North Macedonia | 12641 | 0.13 | 0 | n/d | 0.68 | 0.8 | 0.07
Norway | 9825 | 0 | 0.35 | 0.22 | 0.24 | 0.8 | 0.07
Poland | 145396 | 26.78 | 0.57 | 3.79 | 7.37 | 38.5 | 3.48
Portugal | 35914 | 3.88 | 0.01 | 0.53 | 1.76 | 6.2 | 0.56
Romania | 134137 | 5.62 | 0.18 | 2.11 | 5.21 | 13.1 | 1.19
Serbia | 34869 | 2.61 | 0 | n/d | 1.59 | 4.2 | 0.38
Slovakia | 19195 | 0.8 | 0 | 0.29 | 0.64 | 1.7 | 0.16
Slovenia | 4779 | 0.77 | 0 | 0.11 | 0.05 | 0.9 | 0.08
Spain | 242019 | 19.54 | 4.34 | 4.77 | 20.85 | 49.5 | 4.47
Sweden | 30004 | 1.88 | 0.17 | 0.37 | 0.9 | 3.3 | 0.3
Switzerland | 15147 | 1.26 | 0 | 0.1 | 1.78 | 3.1 | 0.28
Turkey | 382390 | 24.22 | 48.87 | 5.83 | 9.98 | 88.9 | 8.04

## A P2-5.2
Table A P2-5.2 Total Nickel loads to agricultural land in kg/day; (nd = no data (Comber, 2021)).
| Agricultural land | Total FYM | Biosolids | P fertiliser | Atmospheric deposition | Biocides | Total
Country | Km2 | Kg d-1 | Kg d-1 | Kg d-1 | Kg d-1 | Kg d-1 | Kg d-1
Albania | 11740 | 1.7 | 0.7 | 0.7 | 10.7 | 0 | 13.8
Austria | 26538 | 24.5 | 3.5 | 0.6 | 14.7 | 0 | 43.2
Belgium | 13561 | 47.9 | 1.5 | 0.2 | 5.6 | 0 | 55.3
Bosnia | 17796 | 7.2 | 0 | n/d | 16.3 | 0 | 23.6
Bulgaria | 50303 | 11.7 | 0.8 | 1.6 | 27.2 | 0 | 41.2
Croatia | 14857 | 7.6 | 0.1 | 0.7 | 13.8 | 0 | 22.2
Cyprus | 1319 | 2.8 | 0.1 | 0.1 | 0.4 | 0 | 3.4
Czechia | 35232 | 18.7 | 8.2 | 1.1 | 14.2 | 0 | 42.2
Denmark | 26325 | 24.9 | 5.3 | 1 | 13.3 | 0 | 44.5
Estonia | 10042 | 3.9 | 0 | 0.2 | 11.8 | 0 | 15.9
Finland | 22719 | 14.8 | 0.3 | 0.5 | 8.8 | 0 | 24.4
France | 290202 | 198.5 | 17.2 | 7.8 | 327.9 | 0 | 551.4
Germany | 166451 | 182 | 29 | 4.3 | 88.6 | 0 | 303.8
Greece | 52881 | 21.9 | 1.6 | 1.2 | 17.8 | 0 | 42.5
Hungary | 53438 | 49.9 | 2 | 2.4 | 27.4 | 0 | 81.7
Iceland | 15551 | 0.8 | 0 | 0.1 | 14.9 | 0 | 15.9
Ireland | 45160 | 31.3 | 3.4 | 2.2 | 12.7 | 0 | 49.5
Italy | 128433 | 132.3 | 57 | 5.5 | 110.3 | 0 | 305.2
Kosovo | 4195 | 3.8 | n/d | n/d | 2.7 | 0 | 6.5
Latvia | 19379 | 4.1 | 0.4 | 0.5 | 11.2 | 0 | 16.3
Lithuania | 29472 | 10.7 | 1.4 | 1.1 | 18.3 | 0 | 31.5
Luxembourg | 1316 | 1.4 | 0.1 | 0 | 1 | 0 | 2.6
Malta | 116 | 0.3 | 0 | 0 | 0.1 | 0 | 0.4
Netherlands | 18224 | 52.4 | 0 | 0.3 | 7.8 | 0 | 60.5
North Macedonia | 12641 | 0.9 | 0 | n/d | 9.5 | 0 | 10.4
Norway | 9825 | 0 | 4.8 | 0.4 | 4.2 | 0 | 9.3
Poland | 145396 | 245.2 | 7.8 | 6.9 | 75.1 | 0 | 335
Portugal | 35914 | 35.7 | 0.6 | 1 | 24.6 | 0 | 61.9
Romania | 134137 | 49.1 | 2.5 | 3.9 | 72.6 | 0 | 128.1
Serbia | 34869 | 12.2 | 0 | n/d | 22.2 | 0 | 34.4
Slovakia | 19195 | 7.5 | 0 | 0.5 | 12 | 0 | 20
Slovenia | 4779 | 7.4 | 0 | 0.2 | 0.8 | 0 | 8.4
Spain | 242019 | 183.1 | 62 | 8.7 | 367.1 | 0 | 620.9
Sweden | 30004 | 18.3 | 2.9 | 0.7 | 3.7 | 0 | 25.5
Switzerland | 15147 | 13.3 | 0 | 0.2 | 24.8 | 0 | 38.2
Turkey | 382390 | 228.2 | 667.7 | 10.7 | 139.1 | 0 | 1045.7
UK | 173570 | 198.3 | 60.9 | 3.8 | 34.4 | 0 | 297.4
EU27 |  | 1586 | 269 | 57 | 1323 | 0 | 3235

## A P2-5.3
Table A P2-5.3 Total Lead loads to agricultural land in kg/day; (nd = no data (Comber, 2021)).
| Agricultural land | Total FYM | Biosolids | P fertiliser | Atmospheric deposition | Biocides | Total
Country | Km2 | Kg d-1 | Kg d-1 | Kg d-1 | Kg d-1 | Kg d-1 | Kg d-1
Albania | 11740 | 2.9 | 1.5 | 0.2 | 19 | 0 | 23.5
Austria | 26538 | 18 | 7.3 | 0.1 | 26 | 0 | 51.3
Belgium | 13561 | 34.4 | 7.2 | 0.1 | 19 | 0 | 60.6
Bosnia | 17796 | 5.2 | 0 | n/d | 29 | 0 | 34.1
Bulgaria | 50303 | 9.8 | 3.4 | 0.4 | 48 | 0 | 61.6
Croatia | 14857 | 6.1 | 0.2 | 0.2 | 24 | 0 | 30.8
Cyprus | 1319 | 2 | 0.1 | 0 | 1 | 0 | 2.8
Czechia | 35232 | 13.5 | 11.3 | 0.3 | 29 | 0 | 54.3
Denmark | 26325 | 17 | 11.1 | 0.2 | 34 | 0 | 62.8
Estonia | 10042 | 2.8 | 0 | 0 | 10 | 0 | 12.8
Finland | 22719 | 10.7 | 0.1 | 0.1 | 12 | 0 | 22.9
France | 290202 | 150.4 | 40.9 | 1.9 | 462 | 0 | 655
Germany | 166451 | 131.8 | 42.9 | 1 | 167 | 0 | 342
Greece | 52881 | 24.5 | 3.2 | 0.3 | 32 | 0 | 59.6
Hungary | 53438 | 37.3 | 2.8 | 0.6 | 48 | 0 | 89
Iceland | 15551 | 0.6 | 0 | 0 | 14 | 0 | 14.9
Ireland | 45160 | 26.5 | 7 | 0.5 | 38 | 0 | 72
Italy | 128433 | 103 | 87.3 | 1.3 | 195 | 0 | 387
Kosovo | 4195 | 2.8 | n/d | n/d | 5 | 0 | 7.5
Latvia | 19379 | 3.1 | 1 | 0.1 | 20 | 0 | 24.1
Lithuania | 29472 | 8 | 1.2 | 0.3 | 32 | 0 | 41.8
Luxembourg | 1316 | 1 | 0.2 | 0 | 2 | 0 | 3.1
Malta | 116 | 0.3 | 0 | 0 | 0 | 0 | 0.4
Netherlands | 18224 | 38.1 | 0 | 0.1 | 29 | 0 | 67
North Macedonia | 12641 | 2.5 | 0 | n/d | 17 | 0 | 19.4
Norway | 9825 | 0 | 9.9 | 0.1 | 8 | 0 | 18
Poland | 145396 | 177.9 | 16.3 | 1.7 | 111 | 0 | 307
Portugal | 35914 | 28.1 | 1 | 0.2 | 43 | 0 | 72.8
Romania | 134137 | 45.5 | 5.3 | 0.9 | 128 | 0 | 180
Serbia | 34869 | 42.4 | 0 | n/d | 39 | 0 | 81.7
Slovakia | 19195 | 5.8 | 0 | 0.1 | 37 | 0 | 43.2
Slovenia | 4779 | 5.4 | 0 | 0 | 2 | 0 | 7.7
Spain | 242019 | 146.9 | 140.5 | 2.1 | 422 | 0 | 711
Sweden | 30004 | 13.8 | 4.6 | 0.2 | 11 | 0 | 29.8
Switzerland | 15147 | 9.7 | 0 | 0 | 44 | 0 | 53.6
Turkey | 382390 | 167.6 | 1391.9 | 2.6 | 246 | 0 | 1808
UK | 173570 | 167.6 | 126.9 | 0.9 | 80 | 0 | 375
EU27 |  | 1229 | 522 | 14 | 2062 | 0 | 3826

## A P6.1
Table A P6.1 Statistical values – Literature check – measured substance concentration values in urban storm waters
Parameter | CAS Number | Artihmetic average (µg/L) | Median (µg/L) | Min - Max (µg/L) | Comment | Country | Reference
Lead | 7439-92-1 | 6.5 | 5.9 | 1.2 – 16 | 2 storm water treatment tanks (outlet), 20 samples, 2018-2019, volume proportional, total concentration | DE | Toshovski et al. (2020)
|  | 12.3 |  |  | storm water, 14 samples, March 2008 - September 2009, discharge proportional, event mean concentration, total concentration | FR | Becouze-Lareure et al. (2019)
|  |  |  | 0.3 – 7.4 | storm water, 8 samples, October - November 2008, total concentration | DK | Birch et al. (2011)
|  |  |  | <5 – 6.4 | storm water, 6 samples, June - December 2012, volume proportional, total concentration | AT | Clara et al. (2014)
|  |  |  | 67.5 – 780 | storm water sewer, 119 samples, May 2014 - June 2015, volume proportional, total concentration | DE | Wicke et al. (2016)
|  |  |  | 3.11 – 19 | storm water sewer, 28 samples, May 2014 - June 2015, volume proportional, dissolved concentration | DE | Wicke et al. (2016)
Cadmium | 7440-43-9 | 0.088 | 0.079 | 0.33 – 0.31 | 2 storm water treatment tanks (outlet), 20 samples, 2018-2019, volume proportional, total concentration | DE | Toshovski et al. (2020)
|  | 0.49 |  |  | storm water, 14 samples, March 2008 - September 2009, discharge proportional, event mean concentration, total concentration | FR | Becouze-Lareure et al. (2019)
|  |  |  | 0.0045 – 0.63 | storm water, 8 samples, October - November 2008 | DK | Birch et al. (2011)
|  |  |  | <0.05 – 0.14 | storm water, 6 samples, June - December 2012, volume proportional, total concentration | AT | Clara et al. (2014)
|  | 0.61 |  | n.n. – 4 | storm water, 69 samples, May 2014 - June 2015, volume proportional, total concentration | DE | Wicke et al. (2016)
|  | 0.15 |  | n.n. – 0.72 (dissolved) | storm water, 28 samples, May 2014 - June 2015, volume proportional, dissolved concentration | DE | Wicke et al. (2016)
|  | <0.2 |  |  | storm water, 1 sample, October 2009 - June 2010, grab sample, total concentration | SE | Kaj et al. (2011)
0.28
|  |  |  | <0.05 – 0.13 | urban storm water, 3 samples, September 2009 - June 2010, discharge proportional, total concentration | DK | Nielsen et al. (2011)
|  | 0.16 (storm water) |  |  | storm water, 1 sample, March - May 2010, grab sample, total concentration | EE | Kõrgmaa et al. (2011)
0.05 (meltwater)
|  | <0.10 |  |  | storm water, 1 sample, November 2009 - April 2010, grab sample, total concentration | FI | Huhtala et al. (2011)
0.06
|  | 0.9 |  |  | storm water, 1 sample, September 2010, grab sample, total concentration | LV | Strāķe et al. (2011)
|  | <0.05 |  |  | storm water, 1 sample, November 2009 - June 2010, grab sample, total concentration | LT | Manusadžianas et al. (2011)
|  | 18.05 |  |  | storm water, composite sample out of 5 samples, December 2009 - October 2010, grab sample, total concentration | PL | Fochtman et al. (2011)
0.2
Nickel | 7440-02-0 | 4.7 | 4.5 | 2 – 7.1 | 2 storm water treatment tanks (outlet), 20 samples, 2018-2019, volume proportional, total concentration | DE | Toshovski et al. (2020)
|  | 9.6 |  |  | storm water, 14 samples, March 2008 - September 2009, discharge proportional, event mean concentration, total concentration | FR | Becouze-Lareure et al. (2019)
|  |  |  | 0.91 – 40.5 | storm water, 8 samples, October - November 2008, total concentration | DK | Birch et al. (2011)
|  |  |  | <2 – 4 | storm water, 6 samples, June - December 2012, volume proportional, total concentration | AT | Clara et al. (2014)
|  | 7.81 |  | n.n. – 37 | storm water, 37 samples, May 2014 - June 2015, volume proportional, total concentration | De | Wicke et al. (2016)
|  | 2.07 |  | n.n. – 8.2 (dissolved) | storm water, 28 samples, May 2014 - June 2015, volume proportional, dissolved concentration | DE | Wicke et al. (2016)
|  | 2.8 |  |  | urban storm water, 3 samples, September 2009 - June 2010, discharge proportional, total concentration | DK | Nielsen et al. (2011)
8.8
4.1
Mercury | 439-97-6 | 0.0144 | 0.0125 | 0.004 – 0.032 | 2 storm water treatment tanks (outlet), 20 samples, 2018-2019, volume proportional, total concentration | DE | Toshovski et al. (2020)
|  |  |  | 0.0043 – 0.046 | storm water, 19 samples, June - December 2012, volume proportional, total concentration | AT | Clara et al. (2014)
4-iso-Nonylphenol | 104-40-5 | 0.0822 | 0.0585 | <0.04 – 0.46 | 2 storm water treatment tanks (outlet), 20 samples, 2018-2019, volume proportional, total concentration | DE | Toshovski et al. (2020)
|  |  |  | 0.17 – 0.43 | storm water, 3 sites, October - November 2008, grab sample, total concentration | DK | Birch et al. (2011)
|  | >0.02 |  |  | storm water sewer, single value, June + October 2006, discharge proportional, total concentration | SE | Björklund et al. (2009)
|  |  | 0.47 |  | storm water sewer, 11 events, January 2008 - April 2009, discharge proportional, total concentration | FR | Bressy et al. (2012)
|  | 0.4 | 0.398 | 0.27 – 0.53 | storm water sewer, 4 events, July - October 2011, time proportional, total concentration | FR | Cladière et al. (2013)
|  | 0.76 – 0.77 |  |  | storm water, 6 samples, June - December 2012, volume proportional, total concentration | AT | Clara et al. (2014)
|  | 0.359 |  |  | storm water, 21 events, July 2011- May 2013, discharge proportional, event mean concentration, total concentration | FR | Gasperi et al. (2012)
|  | 1.1 |  |  | storm water sewer, single value, total concentration | SE | Kalmykova et al. (2013)
0.27
|  | 2.17 |  | n.n. – 15 | storm water, 72 samples, May 2014 - June 2015, volume proportional, total concentration | DE | Wicke et al. (2016)
|  | 0.19 |  |  | urban storm water, 3 samples, September 2009 - June 2010, discharge proportional, total concentration | DK | Nielsen et al. (2011)
4-tert.-Oktylphenole | 140-66-9 | 0.1135 | 0.0615 | <0.02 – 0.3 | 2 storm water treatment tanks (outlet), 20 samples, 2018-2019, volume proportional, total concentration | DE | Toshovski et al. (2020)
|  | 0.42 (dissolved) |  |  | storm water, 14 samples, March 2008 - September 2009, discharge proportional, event mean concentration, dissolved concentration | FR | Becouze-Lareure et al. (2019)
|  |  | 0.036 |  | storm water sewer, 11 events, January 2008 - April 2009, discharge proportional, total concentration | FR | Bressy et al. (2012)
|  | 0.015 – 0.15 |  |  | storm water, 6 samples, June - December 2012, volume proportional, total concentration | AT | Clara et al. (2014)
|  | 0.061 |  |  | storm water, 21 events, July 2011- May 2013, discharge proportional, event mean concentration, total concentration | FR | Gasperi et al. (2012)
|  | 0.82 |  |  | storm water sewer, single value, total concentration | SE | Kalmykova et al. (2013)
0.11
|  | 0.1 |  | n.n. – 1 | storm water, 72 samples, May 2014 - June 2015, volume proportional, total concentration | DE | Wicke et al. (2016)
|  | <0.1 |  |  | urban storm water, 3 samples, September 2009 - June 2010, discharge proportional, total concentration | DK | Nielsen et al. (2011)
Di-(2-ethylhexyl)phthalate | 117-81-7 | 3.3 | 3 | 0.9 – 7 | 2 storm water treatment tanks (outlet), 20 samples, 2018-2019, volume proportional, total concentration | DE | Toshovski et al. (2020)
|  |  |  | <0.05 – 8.5 | storm water, 8 samples, October - November 2008, grab sample, total concentration | DK | Birch et al. (2011)
|  | <1 |  |  | storm water sewer, single value, June + October 2006, discharge proportional, total concentration | SE | Björklund et al. (2009)
|  |  |  | <0.35 – 1.9 | storm water, 19 samples, June - December 2012, volume proportional, total concentration | AT | Clara et al. (2014)
|  | 3 |  |  | storm water sewer, single value | SE | Kalmykova et al. (2013)
2.3
|  | 1.67 |  | n.n. – 14 | storm water, 92 samples, May 2014 - June 2015, volume proportional, total concentration | DE | Wicke et al. (2016)
HBCDD | 25637-99-4 | 0.00745 | <0.005 | <0.005 – 0.024 | 2 storm water treatment tanks (outlet), 20 samples, 2018-2019, volume proportional, total concentration | DE | Toshovski et al. (2020)
|  | 0.0013 |  |  | storm water treatment tank, October 2009 - June 2010, grab sample, total concentration | SE | Kaj et al. (2011)
<0.001
|  | <0.005 |  |  | urban storm water, 3 samples, September 2009 - June 2010, discharge proportional, total concentration | DK | Nielsen et al. (2011)
PFOS | 1763-23-1 | 0.0023 | 0.002 | <0.001 – 0.005 | 2 storm water treatment tanks (outlet), 20 samples, 2018-2019, volume proportional, total concentration | DE | Toshovski et al. (2020)
|  | <0.003 |  |  | urban storm water, 3 samples, September 2009 – June 2010, discharge proportional, total concentration | DK | Nielsen et al. (2011)
0.419
0.235
Anthracene | 120-12-7 | 0.0086 | 0.00975 | <0.001 – 0.019 | 2 storm water treatment tanks (outlet), 20 samples, 2018-2019, volume proportional, total concentration | DE | Toshovski et al. (2020)
|  |  |  | <0.01 – 0.84 | storm water, 8 samples, October - November 2008, grab sample, total concentration | DK | Birch et al. (2011)
|  | <0.02 |  |  | storm water sewer, single value, total concentration | SE | Kalmykova et al. (2013)
0.02
|  | 0.03 |  | n.n. – 0.24 | storm water, 94 samples, May 2014 - June 2015, volume proportional, total concentration | DE | Wicke et al. (2016)
Fluoranthene | 206-44-0 | 0.1225 | 0.105 | 0.021 – 0.29 | 2 storm water treatment tanks (outlet), 20 samples, 2018-2019, volume proportional, total concentration | DE | Toshovski et al. (2020)
|  |  |  | <0.01 – 0.55 | storm water, 8 samples, October - November 2008, grab sample, total concentration | DK | Birch et al. (2011)
|  | 0.03 |  |  | storm water sewer, single value, total concentration | SE | Kalmykova et al. (2013)
0.12
|  | 0.084 |  |  | urban storm water, 3 samples, September 2009 - June 2010, discharge proportional, total concentration | DK | Nielsen et al. (2011)
0.057
<0.01
Benzo[a]anthracene | 56-55-3 | 0.043 | 0.0455 | 0.0069 – 0.094 | 2 storm water treatment tanks (outlet), 20 samples, 2018-2019, volume proportional, total concentration | DE | Toshovski et al. (2020)
|  |  |  | <0.01 – 0.066 | storm water, 8 samples, October - November 2008, grab sample, total concentration | DK | Birch et al. (2011)
|  |  |  | 0.00053 – 0.0017 | storm water, 19 samples, June - December 2012, volume proportional, total concentration | AT | Clara et al. (2014)
|  | <0.02 |  |  | storm water sewer, single value, total concentration | SE | Kalmykova et al. (2013)
0.02
|  | 0.14 |  | n.n. – 0.65 | storm water, 92 samples, May 2014 - June 2015, volume proportional, total concentration | DE | Wicke et al. (2016)
Benzo[b]fluoranthene | 205-99-2 | 0.0645 | 0.0625 | 0.01 – 0.17 | 2 storm water treatment tanks (outlet), 20 samples, 2018-2019, volume proportional, total concentration | DE | Toshovski et al. (2020)
|  | 0.138 |  |  | storm water, 14 samples, March 2008 - September 2009, discharge proportional, event mean concentration, total concentration | FR | Becouze-Lareure et al. (2019)
|  |  |  | 0.0013 – 0.0041 | storm water treated, 19 samples, June - December 2012, volume proportional, total concentration | AT | Clara et al. (2014)
|  | 0.16 |  | n.n. – 0.64 | storm water, 94 samples, May 2014 - June 2015, volume proportional, total concentration | DE | Wicke et al. (2016)
Benzo[a]pyrene | 50-32-8 | 0.05 | 0.0495 | 0.0072 – 0.14 | 2 storm water treatment tanks (outlet), 20 samples, 2018-2019, volume proportional, total concentration | DE | Toshovski et al. (2020)
|  |  |  | <0.01 – 0.06 | storm water, 8 samples, October - November 2008, grab sample, total concentration | DK | Birch et al. (2011)
|  |  |  | 0.0038 – 0.013 | storm water not treated, 19 samples, June - December 2012, volume proportional, total concentration | AT | Clara et al. (2014)
|  | <0.02 |  |  | storm water sewer, single value, total concentration | SE | Kalmykova et al. (2013)
0.02
|  | 0.09 |  | n.n. – 0.77 | storm water, 94 samples, May 2014 - June 2015, volume proportional, total concentration | DE | Wicke et al. (2016)
|  | 0.046 |  |  | urban storm water, 3 samples, September 2009 - June 2010, discharge proportional, total concentration | DK | Nielsen et al. (2011)
0.016
<0.010
Indeno[1,2,3-cd]pyrene | 193-39-5 | 0.051 | 0.047 | 0.0072 – 0.14 | 2 storm water treatment tanks (outlet), 20 samples, 2018-2019, volume proportional, total concentration | DE | Toshovski et al. (2020)
|  | 0.27 |  |  | storm water, 14 samples, March 2008 - September 2009, discharge proportional, event mean concentration, total concentration | FR | Becouze-Lareure et al. (2019)
|  |  |  | <0.01 – 0.12 | storm water, 8 samples, October - November 2008, grab sample, total concentration | DK | Birch et al. (2011)
|  |  |  | 0.00027 – 0.00073 | storm water, 19 samples, June - December 2012, volume proportional, total concentration | AT | Clara et al. (2014)
0.00035 – 0.0077
|  | <0.02 |  |  | storm water sewer, single value, total concentration | SE | Kalmykova et al. (2013)
0.02
|  | 0.07 |  | n.n. – 0.37 | storm water, 94 samples, May 2014 - June 2015, volume proportional, total concentration | DE | Wicke et al. (2016)
|  | <0.01 |  |  | urban storm water, 3 samples, September 2009 - June 2010, discharge proportional, total concentration | DK | Nielsen et al. (2011)
0.015
Benzo[g,h,i]perylene | 191-24-2 | 0.062 | 0.059 | 0.0091 – 0.13 | 2 storm water treatment tanks (outlet), 20 samples, 2018-2019, volume proportional, total concentration | DE | Toshovski et al. (2020)
|  | 0.124 (total) |  |  | storm water, 14 samples, March 2008 - September 2009, discharge proportional, event mean concentration | FR | Becouze-Lareure et al. (2019)
1,055 ng/g (particulate)
|  | <0.01 – 0.16 |  |  | storm water, 8 samples, October - November 2008, grab sample, total concentration | DK | Birch et al. (2011)
|  |  |  | 0.00026 – 0.00072 | storm water, 19 samples, June - December 2012, volume proportional, total concentration | AT | Clara et al. (2014)
0.00063 – 0.00097
|  | 0.02 |  |  | storm water sewer, single value, total concentration | SE | Kalmykova et al. (2013)
0.05
|  | 0.06 |  | n.n. – 0.46 | storm water, 94 samples, May 2014 - June 2015, volume proportional, total concentration | DE | Wicke et al. (2016)
|  | 0.029 |  |  | urban storm water, 3 samples, September 2009 - June 2010, discharge proportional, total concentration | DK | Nielsen et al. (2011)
0.04
<0.10
Atrazine | 1912-24-9 | <0.01 | <0.1 | <0.1 | 2 storm water treatment tanks (outlet), 20 samples, 2018-2019, volume proportional, total concentration | DE | Toshovski et al. (2020)
|  | <0.05 |  |  | storm water treatment tanks, 370 samples, September 2010 - September 2012, time proportional, total concentration | DE | Erftverband (2013)
|  | 0.0013 |  |  | storm water, 14 samples, March 2008 - September 2009, discharge proportional, event mean concentration, total concentration | FR | Becouze-Lareure et al. (2019)
Diuron | 330-54-1 | 0.0965 | 0.0245 | <0.01 – 0.56 | 2 storm water treatment tanks (outlet), 20 samples, 2018-2019, volume proportional, total concentration | DE | Toshovski et al. (2020)
|  | 0.019 |  |  | storm water, 14 samples, March 2008 - September 2009, discharge proportional, event mean concentration, total concentration | FR | Becouze-Lareure et al. (2019)
|  | 0.027 (Oct) |  |  | storm water, 8 samples, October - November 2008, grab sample, total concentration | DK | Birch et al. (2011)
<0.01 (Nov)
|  | 0.08 |  | n.n. – 0.06 | storm water, 94 samples, May 2014 - June 2015, volume proportional, total concentration | DE | Wicke et al. (2016)
|  | <0.01 |  |  | storm water, 1 sample, September 2009 - June 2010, discharge proportional, total concentration | DK | Nielsen et al. (2011)
|  |  | 0.007 |  | storm water, 191 samples, 12 events, October 2011 - June 2012, discharge proportional, total concentration | DK | Bollmann et al. (2014)
|  |  |  | <0.05 – 0.7 | storm water treatment tanks, 370 samples, September 2010 - September 2012, time proportional, total concentration | DE | Erftverband (2013)
Isoproturon | 34123-59-6 | 0.0276 | 0.0075 | <0.01 – 0.18 | 2 storm water treatment tanks (outlet), 20 samples, 2018-2019, volume proportional, total concentration | DE | Toshovski et al. (2020)
|  | 0.0016 |  |  | storm water treatment tanks, 14 samples, March 2008 - September 2009, discharge proportional, event mean concentration, total concentration | FR | Becouze-Lareure et al. (2019)
|  | <0.01 |  |  | storm water, 1 sample, October - November 2008, grab sample, total concentration | DK | Birch et al. (2011)
|  |  |  | 0.0028 – 0.028 | storm water (street only, not treated), 4 samples, June - December 2012, volume proportional, total concentration | AT | Clara et al. (2014)
|  | 0.088 |  |  | storm water, 19 samples, July 2011- May 2013, discharge proportional, event mean concentration, total concentration | FR | Gasperi et al. (2012)
|  | 0.02 |  | n.n. – 0.12 | storm water, 94 samples, May 2014 - June 2015, volume proportional, total concentration | DE | Wicke et al. (2016)
|  |  |  | <0.05 – 0.22 | storm water treatment tanks, 370 samples, September 2010 - September 2012, time proportional, total concentration | DE | Erftverband (2013)
|  |  | 0.002 |  | storm water, 191 samples, 12 events, October 2011 - June 2012, discharge proportional, total concentration | DK | Bollmann et al. (2014)
Terbutryn | 886-50-0 | 0.0457 | 0.027 | 0.012 – 0.18 | 2 storm water treatment tanks (outlet), 20 samples, 2018-2019, volume proportional, total concentration | DE | Toshovski et al. (2020)
|  |  |  | <0.05 – 0 | storm water treatment tanks, 370 samples, September 2010 - September 2012, time proportional, total concentration | DE | Erftverband (2013)
|  | 0.05 |  | n.n. – 0.36 | storm water, 94 samples, May 2014 - June 2015, volume proportional, total concentration | DE | Wicke et al. (2016)
|  |  | 0.052 |  | storm water, 191 samples, 12 events, October 2011 - June 2012, discharge proportional, total concentration | DK | Bollmann et al. (2014)

## A P6.2
Table A P6.2 Metal loads in urban run-off on the country level (Comber et al., 2021)
Country |  | Aluminium kg/day | Arsenic kg/day | Cadmium kg/day | Copper kg/day | Nickel kg/day | Silver kg/day | Zink kg/day
| CAS Number | 7429-90-5 | 7440-38-2 | 7440-43-9 | 7440-50-8 | 7440-02-0 | 7440-22-4 | 7440-66-6
Albania |  | 190 | 0.4 | 0.09 | 11 | 1.7 | 0.06 | 47
Austria |  | 1005 | 2.1 | 0.48 | 57 | 8.8 | 0.29 | 247
Belgium |  | 1310 | 2.7 | 0.63 | 74 | 11.5 | 0.38 | 321
Bosnia |  | 2250 | 4.6 | 1.08 | 127 | 19.8 | 0.66 | 552
Bulgaria |  | 846 | 1.7 | 0.41 | 48 | 7.4 | 0.25 | 207
Croatia |  | 811 | 1.7 | 0.39 | 46 | 7.1 | 0.24 | 199
Cypris |  | 79 | 0.2 | 0.04 | 4 | 0.7 | 0.02 | 19
Czechia |  | 971 | 2 | 0.47 | 55 | 8.5 | 0.28 | 238
Denmark |  | 954 | 1.9 | 0.46 | 54 | 8.4 | 0.28 | 234
Estonia |  | 425 | 0.9 | 0.2 | 24 | 3.7 | 0.12 | 104
Finland |  | 237 | 0.5 | 0.11 | 13 | 2.1 | 0.07 | 58
France |  | 9530 | 19.5 | 4.58 | 537 | 83.9 | 2.78 | 2338
Germany |  | 12307 | 25.1 | 5.91 | 693 | 108 | 3.59 | 3020
Greece |  | 711 | 1.5 | 0.34 | 40 | 6.3 | 0.21 | 174
Hungary |  | 1.16 | 2.4 | 0.56 | 65 | 10.2 | 0.34 | 285
Iceland |  | 96 | 0.2 | 0.05 | 5 | 0.8 | 0.03 | 23
Ireland |  | 756 | 1.5 | 0.36 | 43 | 6.7 | 0.22 | 185
Italy |  | 7451 | 15.1 | 3.58 | 420 | 65.6 | 2.18 | 1828
Kosovo |  | 66 | 0.1 | 0.03 | 4 | 0.6 | 0.02 | 16
Latvia |  | 575 | 1.2 | 0.28 | 32 | 5.1 | 0.17 | 141
Lithuania |  | 773 | 1.6 | 0.37 | 44 | 6.8 | 0.23 | 190
Luxembourg |  | 56 | 0.1 | 0.03 | 3 | 0.5 | 0.02 | 14
Malta |  | 12 | 0 | 0.01 | 1 | 0.1 | 0 | 3
Netherlands |  | 2172 | 4.4 | 1.04 | 122 | 19.1 | 0.63 | 533
North Macedonia |  | 124 | 0.3 | 0.06 | 7 | 1.1 | 0.04 | 30
Norway |  | 451 | 0.9 | 0.22 | 25 | 4 | 0.13 | 111
Poland |  | 4808 | 9.8 | 2.31 | 271 | 42.3 | 1.4 | 1180
Portugal |  | 1468 | 3 | 0.7 | 83 | 12.9 | 0.43 | 360
Romania |  | 1369 | 2.8 | 0.66 | 77 | 12.1 | 0.4 | 336
Serbia |  | 611 | 1.2 | 0.29 | 34 | 5.4 | 0.18 | 150
Slovakia |  | 440 | 0.9 | 0.21 | 25 | 3.9 | 0.13 | 108
Slovenia |  | 184 | 0.4 | 0.09 | 10 | 1.6 | 0.05 | 45
Spain |  | 2991 | 6.1 | 1.44 | 168 | 26.3 | 0.87 | 734
Sweden |  | 1144 | 2.3 | 0.55 | 64 | 10.1 | 0.33 | 281
Switzerland |  | 2214 | 4.5 | 1.06 | 125 | 19.5 | 0.65 | 543
UK |  | 5528 | 11.3 | 2.65 | 311 | 48.7 | 1.61 | 1356
EU27 |  | 54545 | 111 | 26 | 3071 | 480 | 16 | 13383

## A P7.1
Table A P7.1 Statistical values – Literature check – measured substance concentration values in urban storm waters
Substancer | CAS Number | Artihmetic average (µg/L) | Median (µg/L) | Min - Max (µg/L) | Comment | Country | Reference
Lead | 7439-92-1 | 6.5 | 5.9 | 1.2 – 16 | 2 storm water treatment tanks (outlet), 20 samples, 2018-2019, volume proportional, total concentration | DE | Toshovski et al. (2020)
|  | 12.3 |  |  | storm water, 14 samples, March 2008 - September 2009, discharge proportional, event mean concentration, total concentration | FR | Becouze-Lareure et al. (2019)
|  |  |  | 0.3 – 7.4 | storm water, 8 samples, October - November 2008, total concentration | DK | Birch et al. (2011)
|  |  |  | <5 – 6.4 | storm water, 6 samples, June - December 2012, volume proportional, total concentration | AT | Clara et al. (2014)
|  |  |  | 67.5 – 780 | storm water sewer, 119 samples, May 2014 - June 2015, volume proportional, total concentration | DE | Wicke et al. (2016)
|  |  |  | 3.11 – 19 | storm water sewer, 28 samples, May 2014 - June 2015, volume proportional, dissolved concentration | DE | Wicke et al. (2016)
Cadmium | 7440-43-9 | 0.088 | 0.079 | 0.33 – 0.31 | 2 storm water treatment tanks (outlet), 20 samples, 2018-2019, volume proportional, total concentration | DE | Toshovski et al. (2020)
|  | 0.49 |  |  | storm water, 14 samples, March 2008 - September 2009, discharge proportional, event mean concentration, total concentration | FR | Becouze-Lareure et al. (2019)
|  |  |  | 0.0045 – 0.63 | storm water, 8 samples, October - November 2008 | DK | Birch et al. (2011)
|  |  |  | <0.05 – 0.14 | storm water, 6 samples, June - December 2012, volume proportional, total concentration | AT | Clara et al. (2014)
|  | 0.61 |  | n.n. – 4 | storm water, 69 samples, May 2014 - June 2015, volume proportional, total concentration | DE | Wicke et al. (2016)
|  | 0.15 |  | n.n. – 0.72 (dissolved) | storm water, 28 samples, May 2014 - June 2015, volume proportional, dissolved concentration | DE | Wicke et al. (2016)
|  | <0.2 |  |  | storm water, 1 sample, October 2009 - June 2010, grab sample, total concentration | SE | Kaj et al. (2011)
0.28
|  |  |  | <0.05 – 0.13 | urban storm water, 3 samples, September 2009 - June 2010, discharge proportional, total concentration | DK | Nielsen et al. (2011)
|  | 0.16 (storm water) |  |  | storm water, 1 sample, March - May 2010, grab sample, total concentration | EE | Kõrgmaa et al. (2011)
0.05 (meltwater)
|  | <0.10 |  |  | storm water, 1 sample, November 2009 - April 2010, grab sample, total concentration | FI | Huhtala et al. (2011)
0.06
|  | 0.9 |  |  | storm water, 1 sample, September 2010, grab sample, total concentration | LV | Strāķe et al. (2011)
|  | <0.05 |  |  | storm water, 1 sample, November 2009 - June 2010, grab sample, total concentration | LT | Manusadžianas et al. (2011)
|  | 18.05 |  |  | storm water, composite sample out of 5 samples, December 2009 - October 2010, grab sample, total concentration | PL | Fochtman et al. (2011)
0.2
Nickel | 7440-02-0 | 4.7 | 4.5 | 2 – 7.1 | 2 storm water treatment tanks (outlet), 20 samples, 2018-2019, volume proportional, total concentration | DE | Toshovski et al. (2020)
|  | 9.6 |  |  | storm water, 14 samples, March 2008 - September 2009, discharge proportional, event mean concentration, total concentration | FR | Becouze-Lareure et al. (2019)
|  |  |  | 0.91 – 40.5 | storm water, 8 samples, October - November 2008, total concentration | DK | Birch et al. (2011)
|  |  |  | <2 – 4 | storm water, 6 samples, June - December 2012, volume proportional, total concentration | AT | Clara et al. (2014)
|  | 7.81 |  | n.n. – 37 | storm water, 37 samples, May 2014 - June 2015, volume proportional, total concentration | De | Wicke et al. (2016)
|  | 2.07 |  | n.n. – 8.2 (dissolved) | storm water, 28 samples, May 2014 - June 2015, volume proportional, dissolved concentration | DE | Wicke et al. (2016)
|  | 2.8 |  |  | urban storm water, 3 samples, September 2009 - June 2010, discharge proportional, total concentration | DK | Nielsen et al. (2011)
8.8
4.1
Mercury | 439-97-6 | 0.0144 | 0.0125 | 0.004 – 0.032 | 2 storm water treatment tanks (outlet), 20 samples, 2018-2019, volume proportional, total concentration | DE | Toshovski et al. (2020)
|  |  |  | 0.0043 – 0.046 | storm water, 19 samples, June - December 2012, volume proportional, total concentration | AT | Clara et al. (2014)
4-iso-Nonylphenol | 104-40-5 | 0.0822 | 0.0585 | <0.04 – 0.46 | 2 storm water treatment tanks (outlet), 20 samples, 2018-2019, volume proportional, total concentration | DE | Toshovski et al. (2020)
|  |  |  | 0.17 – 0.43 | storm water, 3 sites, October - November 2008, grab sample, total concentration | DK | Birch et al. (2011)
|  | >0.02 |  |  | storm water sewer, single value, June + October 2006, discharge proportional, total concentration | SE | Björklund et al. (2009)
|  |  | 0.47 |  | storm water sewer, 11 events, January 2008 - April 2009, discharge proportional, total concentration | FR | Bressy et al. (2012)
|  | 0.4 | 0.398 | 0.27 – 0.53 | storm water sewer, 4 events, July - October 2011, time proportional, total concentration | FR | Cladière et al. (2013)
|  | 0.76 – 0.77 |  |  | storm water, 6 samples, June - December 2012, volume proportional, total concentration | AT | Clara et al. (2014)
|  | 0.359 |  |  | storm water, 21 events, July 2011- May 2013, discharge proportional, event mean concentration, total concentration | FR | Gasperi et al. (2012)
|  | 1.1 |  |  | storm water sewer, single value, total concentration | SE | Kalmykova et al. (2013)
0.27
|  | 2.17 |  | n.n. – 15 | storm water, 72 samples, May 2014 - June 2015, volume proportional, total concentration | DE | Wicke et al. (2016)
|  | 0.19 |  |  | urban storm water, 3 samples, September 2009 - June 2010, discharge proportional, total concentration | DK | Nielsen et al. (2011)
4-tert.-Oktylphenole | 140-66-9 | 0.1135 | 0.0615 | <0.02 – 0.3 | 2 storm water treatment tanks (outlet), 20 samples, 2018-2019, volume proportional, total concentration | DE | Toshovski et al. (2020)
|  | 0.42 (dissolved) |  |  | storm water, 14 samples, March 2008 - September 2009, discharge proportional, event mean concentration, dissolved concentration | FR | Becouze-Lareure et al. (2019)
|  |  | 0.036 |  | storm water sewer, 11 events, January 2008 - April 2009, discharge proportional, total concentration | FR | Bressy et al. (2012)
|  | 0.015 – 0.15 |  |  | storm water, 6 samples, June - December 2012, volume proportional, total concentration | AT | Clara et al. (2014)
|  | 0.061 |  |  | storm water, 21 events, July 2011- May 2013, discharge proportional, event mean concentration, total concentration | FR | Gasperi et al. (2012)
|  | 0.82 |  |  | storm water sewer, single value, total concentration | SE | Kalmykova et al. (2013)
0.11
|  | 0.1 |  | n.n. – 1 | storm water, 72 samples, May 2014 - June 2015, volume proportional, total concentration | DE | Wicke et al. (2016)
|  | <0.1 |  |  | urban storm water, 3 samples, September 2009 - June 2010, discharge proportional, total concentration | DK | Nielsen et al. (2011)
Di-(2-ethylhexyl)phthalate | 117-81-7 | 3.3 | 3 | 0.9 – 7 | 2 storm water treatment tanks (outlet), 20 samples, 2018-2019, volume proportional, total concentration | DE | Toshovski et al. (2020)
|  |  |  | <0.05 – 8.5 | storm water, 8 samples, October - November 2008, grab sample, total concentration | DK | Birch et al. (2011)
|  | <1 |  |  | storm water sewer, single value, June + October 2006, discharge proportional, total concentration | SE | Björklund et al. (2009)
|  |  |  | <0.35 – 1.9 | storm water, 19 samples, June - December 2012, volume proportional, total concentration | AT | Clara et al. (2014)
|  | 3 |  |  | storm water sewer, single value | SE | Kalmykova et al. (2013)
2.3
|  | 1.67 |  | n.n. – 14 | storm water, 92 samples, May 2014 - June 2015, volume proportional, total concentration | DE | Wicke et al. (2016)
HBCDD | 25637-99-4 | 0.00745 | <0.005 | <0.005 – 0.024 | 2 storm water treatment tanks (outlet), 20 samples, 2018-2019, volume proportional, total concentration | DE | Toshovski et al. (2020)
|  | 0.0013 |  |  | storm water treatment tank, October 2009 - June 2010, grab sample, total concentration | SE | Kaj et al. (2011)
<0.001
|  | <0.005 |  |  | urban storm water, 3 samples, September 2009 - June 2010, discharge proportional, total concentration | DK | Nielsen et al. (2011)
PFOS | 1763-23-1 | 0.0023 | 0.002 | <0.001 – 0.005 | 2 storm water treatment tanks (outlet), 20 samples, 2018-2019, volume proportional, total concentration | DE | Toshovski et al. (2020)
|  | <0.003 |  |  | urban storm water, 3 samples, September 2009 – June 2010, discharge proportional, total concentration | DK | Nielsen et al. (2011)
0.419
0.235
Anthracene | 120-12-7 | 0.0086 | 0.00975 | <0.001 – 0.019 | 2 storm water treatment tanks (outlet), 20 samples, 2018-2019, volume proportional, total concentration | DE | Toshovski et al. (2020)
|  |  |  | <0.01 – 0.84 | storm water, 8 samples, October - November 2008, grab sample, total concentration | DK | Birch et al. (2011)
|  | <0.02 |  |  | storm water sewer, single value, total concentration | SE | Kalmykova et al. (2013)
0.02
|  | 0.03 |  | n.n. – 0.24 | storm water, 94 samples, May 2014 - June 2015, volume proportional, total concentration | DE | Wicke et al. (2016)
Fluoranthene | 206-44-0 | 0.1225 | 0.105 | 0.021 – 0.29 | 2 storm water treatment tanks (outlet), 20 samples, 2018-2019, volume proportional, total concentration | DE | Toshovski et al. (2020)
|  |  |  | <0.01 – 0.55 | storm water, 8 samples, October - November 2008, grab sample, total concentration | DK | Birch et al. (2011)
|  | 0.03 |  |  | storm water sewer, single value, total concentration | SE | Kalmykova et al. (2013)
0.12
|  | 0.084 |  |  | urban storm water, 3 samples, September 2009 - June 2010, discharge proportional, total concentration | DK | Nielsen et al. (2011)
0.057
<0.01
Benzo[a]anthracene | 56-55-3 | 0.043 | 0.0455 | 0.0069 – 0.094 | 2 storm water treatment tanks (outlet), 20 samples, 2018-2019, volume proportional, total concentration | DE | Toshovski et al. (2020)
|  |  |  | <0.01 – 0.066 | storm water, 8 samples, October - November 2008, grab sample, total concentration | DK | Birch et al. (2011)
|  |  |  | 0.00053 – 0.0017 | storm water, 19 samples, June - December 2012, volume proportional, total concentration | AT | Clara et al. (2014)
|  | <0.02 |  |  | storm water sewer, single value, total concentration | SE | Kalmykova et al. (2013)
0.02
|  | 0.14 |  | n.n. – 0.65 | storm water, 92 samples, May 2014 - June 2015, volume proportional, total concentration | DE | Wicke et al. (2016)
Benzo[b]fluoranthene | 205-99-2 | 0.0645 | 0.0625 | 0.01 – 0.17 | 2 storm water treatment tanks (outlet), 20 samples, 2018-2019, volume proportional, total concentration | DE | Toshovski et al. (2020)
|  | 0.138 |  |  | storm water, 14 samples, March 2008 - September 2009, discharge proportional, event mean concentration, total concentration | FR | Becouze-Lareure et al. (2019)
|  |  |  | 0.0013 – 0.0041 | storm water treated, 19 samples, June - December 2012, volume proportional, total concentration | AT | Clara et al. (2014)
|  | 0.16 |  | n.n. – 0.64 | storm water, 94 samples, May 2014 - June 2015, volume proportional, total concentration | DE | Wicke et al. (2016)
Benzo[a]pyrene | 50-32-8 | 0.05 | 0.0495 | 0.0072 – 0.14 | 2 storm water treatment tanks (outlet), 20 samples, 2018-2019, volume proportional, total concentration | DE | Toshovski et al. (2020)
|  |  |  | <0.01 – 0.06 | storm water, 8 samples, October - November 2008, grab sample, total concentration | DK | Birch et al. (2011)
|  |  |  | 0.0038 – 0.013 | storm water not treated, 19 samples, June - December 2012, volume proportional, total concentration | AT | Clara et al. (2014)
|  | <0.02 |  |  | storm water sewer, single value, total concentration | SE | Kalmykova et al. (2013)
0.02
|  | 0.09 |  | n.n. – 0.77 | storm water, 94 samples, May 2014 - June 2015, volume proportional, total concentration | DE | Wicke et al. (2016)
|  | 0.046 |  |  | urban storm water, 3 samples, September 2009 - June 2010, discharge proportional, total concentration | DK | Nielsen et al. (2011)
0.016
<0.010
Indeno[1,2,3-cd]pyrene | 193-39-5 | 0.051 | 0.047 | 0.0072 – 0.14 | 2 storm water treatment tanks (outlet), 20 samples, 2018-2019, volume proportional, total concentration | DE | Toshovski et al. (2020)
|  | 0.27 |  |  | storm water, 14 samples, March 2008 - September 2009, discharge proportional, event mean concentration, total concentration | FR | Becouze-Lareure et al. (2019)
|  |  |  | <0.01 – 0.12 | storm water, 8 samples, October - November 2008, grab sample, total concentration | DK | Birch et al. (2011)
|  |  |  | 0.00027 – 0.00073 | storm water, 19 samples, June - December 2012, volume proportional, total concentration | AT | Clara et al. (2014)
0.00035 – 0.0077
|  | <0.02 |  |  | storm water sewer, single value, total concentration | SE | Kalmykova et al. (2013)
0.02
|  | 0.07 |  | n.n. – 0.37 | storm water, 94 samples, May 2014 - June 2015, volume proportional, total concentration | DE | Wicke et al. (2016)
|  | <0.01 |  |  | urban storm water, 3 samples, September 2009 - June 2010, discharge proportional, total concentration | DK | Nielsen et al. (2011)
0.015
Benzo[g,h,i]perylene | 191-24-2 | 0.062 | 0.059 | 0.0091 – 0.13 | 2 storm water treatment tanks (outlet), 20 samples, 2018-2019, volume proportional, total concentration | DE | Toshovski et al. (2020)
|  | 0.124 (total) |  |  | storm water, 14 samples, March 2008 - September 2009, discharge proportional, event mean concentration | FR | Becouze-Lareure et al. (2019)
1,055 ng/g (particulate)
|  | <0.01 – 0.16 |  |  | storm water, 8 samples, October - November 2008, grab sample, total concentration | DK | Birch et al. (2011)
|  |  |  | 0.00026 – 0.00072 | storm water, 19 samples, June - December 2012, volume proportional, total concentration | AT | Clara et al. (2014)
0.00063 – 0.00097
|  | 0.02 |  |  | storm water sewer, single value, total concentration | SE | Kalmykova et al. (2013)
0.05
|  | 0.06 |  | n.n. – 0.46 | storm water, 94 samples, May 2014 - June 2015, volume proportional, total concentration | DE | Wicke et al. (2016)
|  | 0.029 |  |  | urban storm water, 3 samples, September 2009 - June 2010, discharge proportional, total concentration | DK | Nielsen et al. (2011)
0.04
<0.10
Atrazine | 1912-24-9 | <0.01 | <0.1 | <0.1 | 2 storm water treatment tanks (outlet), 20 samples, 2018-2019, volume proportional, total concentration | DE | Toshovski et al. (2020)
|  | <0.05 |  |  | storm water treatment tanks, 370 samples, September 2010 - September 2012, time proportional, total concentration | DE | Erftverband (2013)
|  | 0.0013 |  |  | storm water, 14 samples, March 2008 - September 2009, discharge proportional, event mean concentration, total concentration | FR | Becouze-Lareure et al. (2019)
Diuron | 330-54-1 | 0.0965 | 0.0245 | <0.01 – 0.56 | 2 storm water treatment tanks (outlet), 20 samples, 2018-2019, volume proportional, total concentration | DE | Toshovski et al. (2020)
|  | 0.019 |  |  | storm water, 14 samples, March 2008 - September 2009, discharge proportional, event mean concentration, total concentration | FR | Becouze-Lareure et al. (2019)
|  | 0.027 (Oct) |  |  | storm water, 8 samples, October - November 2008, grab sample, total concentration | DK | Birch et al. (2011)
<0.01 (Nov)
|  | 0.08 |  | n.n. – 0.06 | storm water, 94 samples, May 2014 - June 2015, volume proportional, total concentration | DE | Wicke et al. (2016)
|  | <0.01 |  |  | storm water, 1 sample, September 2009 - June 2010, discharge proportional, total concentration | DK | Nielsen et al. (2011)
|  |  | 0.007 |  | storm water, 191 samples, 12 events, October 2011 - June 2012, discharge proportional, total concentration | DK | Bollmann et al. (2014)
|  |  |  | <0.05 – 0.7 | storm water treatment tanks, 370 samples, September 2010 - September 2012, time proportional, total concentration | DE | Erftverband (2013)
Isoproturon | 34123-59-6 | 0.0276 | 0.0075 | <0.01 – 0.18 | 2 storm water treatment tanks (outlet), 20 samples, 2018-2019, volume proportional, total concentration | DE | Toshovski et al. (2020)
|  | 0.0016 |  |  | storm water treatment tanks, 14 samples, March 2008 - September 2009, discharge proportional, event mean concentration, total concentration | FR | Becouze-Lareure et al. (2019)
|  | <0.01 |  |  | storm water, 1 sample, October - November 2008, grab sample, total concentration | DK | Birch et al. (2011)
|  |  |  | 0.0028 – 0.028 | storm water (street only, not treated), 4 samples, June - December 2012, volume proportional, total concentration | AT | Clara et al. (2014)
|  | 0.088 |  |  | storm water, 19 samples, July 2011- May 2013, discharge proportional, event mean concentration, total concentration | FR | Gasperi et al. (2012)
|  | 0.02 |  | n.n. – 0.12 | storm water, 94 samples, May 2014 - June 2015, volume proportional, total concentration | DE | Wicke et al. (2016)
|  |  |  | <0.05 – 0.22 | storm water treatment tanks, 370 samples, September 2010 - September 2012, time proportional, total concentration | DE | Erftverband (2013)
|  |  | 0.002 |  | storm water, 191 samples, 12 events, October 2011 - June 2012, discharge proportional, total concentration | DK | Bollmann et al. (2014)
Terbutryn | 886-50-0 | 0.0457 | 0.027 | 0.012 – 0.18 | 2 storm water treatment tanks (outlet), 20 samples, 2018-2019, volume proportional, total concentration | DE | Toshovski et al. (2020)
|  |  |  | <0.05 – 0 | storm water treatment tanks, 370 samples, September 2010 - September 2012, time proportional, total concentration | DE | Erftverband (2013)
|  | 0.05 |  | n.n. – 0.36 | storm water, 94 samples, May 2014 - June 2015, volume proportional, total concentration | DE | Wicke et al. (2016)
|  |  | 0.052 |  | storm water, 191 samples, 12 events, October 2011 - June 2012, discharge proportional, total concentration | DK | Bollmann et al. (2014)

## A P7.2
Table A P7.2 Statistical values - Literature check – measured substance concentration values in combined storm water overflows (CSO)
Substance | CAS Number | Artihmetic average (µg/L) | Median (µg/L) | Min - Max (µg/L) | Comment | Country | Reference
Lead | 7439-92-1 | 8.7 | 4.9 | 1.1 – 66 | CSO, 6 facilities, 27 samples, 2018-2019, volume proportional, total concentration | DE | Toshovski et al. (2020)
|  | 5.1 | 3,5 | 0.66 – 44 | CSO, 10 facilities 127 samples, 2017-2019, volume proportional, event mean concentration (Bavaria), total concentration | DE | Nickel et al. (2021)
|  | 5.3 |  |  | CSO, 12 samples, March 2008 - September 2009, discharge proportional, event mean concentration, total concentration | FR | Becouze-Lareure et al. (2019)
|  | 19.2 |  |  | CSO, 1 sample, (single value), September 2009, volume proportional, total concentration | DK | Birch et al. (2011)
|  |  |  | 46 – 175 (particulate) | combined wastewater, July - September 2010, discharge proportional, particulate concentration | FR | Gasperi et al. (2012)
|  |  |  | <5 – 12 | combined wastewater (untreated), 7 samples, June - December 2012, total concentration | AT | Clara et al. (2014)
|  |  |  | <5 – 23 | combined wastewater (treated), 7 samples, June - December 2012, total concentration | AT | Clara et al. (2014)
|  |  | 3 | n.n. – 220 | CSO, 11 facilities, 48 samples, 2001-2010, (Saxony) , total concentration | DE | Engelmann et al. (2016)
Cadmium | 7440-43-9 | 0.466 | 0.12 | 0.02 – 4.8 | CSO, 6 facilities, 27 samples, 2018-2019, volume proportional, total concentration | DE | Toshovski et al. (2020)
|  | 0.085 | 0.062 | 0.018 – 0.59 | CSO, 10 facilities, 127 samples, 2017-2019, event mean concentration, (Bavaria), total concentration | DE | Nickel et al. (2021)
|  | 0,27 |  |  | CSO, 1 sample, November 2009 - June 2010, discharge proportional, total concentration | DE | Bachor et al. (2011)
<0,2
|  | 0.27 |  |  | CSO, 1 sample, September 2009 - June 2010, discharge proportional, total concentration | DK | Nielsen et al. (2011)
0.17
<0.05
0.14 (grab sample)
0.28 (grab sample)
|  | 0.09 |  |  | CSO, 12 samples, March 2008 - September 2009, discharge proportional, event mean concentration, total concentration | FR | Becouze-Lareure et al. (2019)
|  | 0.28 |  |  | CSO, 1 sample (single value), September 2009, volume proportional, total concentration | DK | Birch et al. (2011)
|  |  |  | 0.055 – 0.12 | combined wastewater (untreated), 7 samples, June - December 2012, total concentration | AT | Clara et al. (2014)
|  |  |  | <0.05 – 0.12 | combined wastewater (treated), 7 samples, June - December 2012, total concentration | AT | Clara et al. (2014)
|  |  | <0.3 | n.n. – 12 | CSO, 11 facilities, 48 samples, 2001-2010, (Saxony) , total concentration | DE | Engelmann et al. (2016)
Nickel | 7440-02-0 | 6.3 | 3.7 | <1 – 37 | CSO, 6 facilities, 27 samples, 2018-2019, volume proportional, total concentration | DE | Toshovski et al. (2020)
|  | 3.66 | 2.5 | 0.24 – 30 | CSO, 10 facilities, 127 samples, 2017-2019, volume proportional, event mean concentration, (Bavaria) , total concentration | DE | Nickel et al. (2021)
|  | 2.4 |  |  | CSO, 12 samples, March 2008 - September 2009, discharge proportional, event mean concentration, total concentration | FR | Becouze-Lareure et al. (2019)
|  | 13.4 |  |  | CSO, 1 sample (single value), September 2009, volume proportional, total concentration | DK | Birch et al. (2011)
|  |  |  | <2 – 5.4 | combined wastewater (untreated), 7 samples, June - December 2012, total concentration | AT | Clara et al. (2014)
|  |  |  | <2 – 20 | combined wastewater (treated), 7 samples, June - December 2012, total concentration | AT | Clara et al. (2014)
|  | 8.3 |  |  | CSO, 1 sample, September 2009 - June 2010, discharge proportional, total concentration | DK | Nielsen et al. (2011)
4.5
<1
2.6 (grab sample)
9.3 (grab sample)
|  | 0.037 |  | 0.0053 – 0.67 | combined wastewater (untreated), 6 samples, June - December 2012, total concentration | AT | Clara et al. (2014)
|  |  | <5 - <7 | n.n. – 45 | CSO, 11 facilities, 48 samples, 2001-2010, (Saxony) , total concentration | DE | Engelmann et al. (2016)
Mercury | 439-97-6 | 0.032 | 0.022 | <0.001 – 0.19 | CSO, 6 facilities, 27 samples, 2018-2019, volume proportional, total concentration | DE | Toshovski et al. (2020)
|  | 0.0162 | 0.012 | 0.002 – 0.064 | CSO, facilities, 127 samples, 2017-2019, volume proportional, event mean concentration, (Bavaria) , total concentration | DE | Nickel et al. (2021)
|  | 0.15 |  | 0.014 – 0.083 | combined wastewater (treated), 7 sample, June - December 2012, total concentration | AT | Clara et al. (2014)
|  |  | <0.05 – <0.3 | n.n. – 0.063 | CSO, 11 facilities, 48 samples, 2001-2010, (Saxony), total concentration | DE | Engelmann et al. (2016)
4-iso-Nonylphenol | 104-40-5 | 0.1 | 0.11 | <0.4 – 0.31 | CSO, 6 facilities, 27 samples, 2018-2019, volume proportional, total concentration | DE | Toshovski et al. (2020)
|  | 0.138 |  |  | CSO, 12 samples, March 2008 - September 2009, discharge proportional, event mean concentration, total concentration | FR | Becouze-Lareure et al. (2019)
|  | <0.1 |  |  | CSO, 1 sample (single value), September 2009, volume proportional, total concentration | DK | Birch et al. (2011)
|  | 0.46 |  | 0.16 – 1 | combined waste water (treated), single values, June - December 2012, total concentration | AT | Clara et al. (2014)
|  | 1 |  | 0.2 – 3.6 | combined waste water (untreated), single values, June - December 2012, total concentration | AT | Clara et al. (2014)
|  | 0.96 |  |  | combined waste water, July- September 2010, discharge proportional, particulate, total concentration | FR | Gasperi et al. (2012)
0.45
1.89
0.4
|  | 0.39 |  |  | combined waste water, July- September 2010, discharge proportional, dissolved, total concentration | FR | Gasperi et al. (2012)
0.33
0.3
0.24
|  | 0.41 | 0.46 | 0.08 – 0.6 | CSO, 7 samples, July - October 2014, volume proportional, event mean concentration, (Stuttgart) , total concentration | DE | Launay et al. (2016)
|  | 0.28 |  |  | CSO, 1 sample, September 2009 - June 2010, discharge proportional, total concentration | DK | Nielsen et al. (2011)
<0.1
0.51
4-tert.-Oktylphenol | 140-66-9 | 0.02 | 0.023 | <0.02 – 0.037 | CSO, 6 facilities, 27 samples, 2018-2019, volume proportional, total concentration | DE | Toshovski et al. (2020)
|  | 3.2 |  |  | CSO, 12 samples, March 2008 - September 2009, discharge proportional, event mean concentration, total concentration | FR | Becouze-Lareure et al. (2019)
|  | 0.053 – 0.067 |  |  | combined waste water (treated), single values, June - December 2012, total concentration | AT | Clara et al. (2014)
|  | 0.12 – 0.13 |  |  | combined waste water (untreated), single values, June - December 2012, total concentration | AT | Clara et al. (2014)
|  | 0.099 |  |  | combined waste water, July - September 2010, discharge proportional, particulate, total concentration | FR | Gasperi et al. (2012)
0.022
0.21
0.045
|  | <0.1 |  |  | CSO, 1 sample, September 2009 - June 2010, discharge proportional, total concentration | DK | Nielsen et al. (2011)
Di-(2-ethylhexyl)phthalate | 117-81-7 | 4.6 | 3.7 | 0.74 – 11 | CSO, 6 facilities, 27 samples, 2018-2019, volume proportional, total concentration | DE | Toshovski et al. (2020)
|  | 2.6 | 1.8 | 0.24 – 11 | CSO, facilities, 127 samples, 2017-2019, volume proportional, event mean concentration, (Bavaria), total concentration | DE | Nickel et al. (2021)
|  | 57 |  |  | CSO, 1 sample (single value), September 2009, volume proportional, total concentration | DK | Birch et al. (2011)
|  |  |  | <0.35 – 0.98 | combined waste water (untreated), 6 samples, June - December 2012, total concentration | AT | Clara et al. (2014)
|  |  |  | <0.35 – 5.1 | combined waste water (treated), 7 samples, June - December 2012, total concentration | AT | Clara et al. (2014)
|  |  |  | 3.75 – 14.82 | combined waste water, July - September 2010, discharge proportional, particulate | FR | Gasperi et al. (2012)
|  | 2.643 | 2.108 | 0.7 – 5.4 | CSO, 7 samples, July - October 2014, volume proportional, event mean concentration, (Stuttgart), total concentration | DE | Launay et al. (2016)
HBCDD | 25637-99-4 | 0.0099 | 0.008 | <0.005 – 0.086 | CSO, 6 facilities, 27 samples, 2018-2019, volume proportional, total concentration | DE | Toshovski et al. (2020)
|  | < LoQ |  |  | CSO, 1 sample, September 2009 - June 2010, discharge proportional, total concentration | DK | Nielsen et al. (2011)
0.0066
PFOS | 1763-23-1 | 0.0023 | 0.002 | <0.001 – 0.007 | CSO, 6 facilities, 27 samples, 2018-2019, volume proportional, total concentration | DE | Toshovski et al. (2020)
|  | <0.005 |  |  | CSO, 1 sample, September 2009 - June 2010, discharge proportional, total concentration | DK | Nielsen et al. (2011)
Naphthalene | 91-20-3 | 0.029 | 0.022 | <0.01 – 0.12 | CSO, 6 facilities, 27 samples, 2018-2019, volume proportional, total concentration | DE | Toshovski et al. (2020)
|  | 0.0254 | 0.021 | <0.01 – 0.15 | CSO, 10 facilities, 127 samples, 2017-2019, volume proportional, event mean concentration, (Bavaria), total concentration | DE | Nickel et al. (2021)
Anthracene | 120-12-7 | 0.008 | 0.0068 | 0.0018 – 0.022 | CSO, 6 facilities, 27 samples, 2018-2019, volume proportional, total concentration | DE | Toshovski et al. (2020)
|  | 0.0091 | 0.0055 | <0.001 – 0.13 | CSO, 10 facilities, 127 samples, 2017-2019, volume proportional, event mean concentration, (Bavaria), total concentration | DE | Nickel et al. (2021)
|  | 0.128 |  |  | CSO, 12 samples, March 2008 - September 2009, discharge proportional, event mean concentration, total concentration | FR | Becouze-Lareure et al. (2019)
|  | 0.22 |  |  | CSO, 1 sample (single value), September 2009, volume proportional, total concentration | DK | Birch et al. (2011)
|  |  |  | 0.0047 – 0.021 | combined waste water (untreated), 7 samples, June - December 2012, total concentration | AT | Clara et al. (2014)
|  |  |  | 0.014 – 0.031 (partikulate) | combined waste water, July - September 2010, discharge proportional | FR | Gasperi et al. (2012)
0.007 – 0.009 (dissolved)
|  | 0,027 | 0,016 | 0,014 - 0,067 | CSO, 7 samples, July - October 2014, volume proportional, event mean concentration, (Stuttgart), total concentration | DE | Launay et al. (2016)
Fluoranthene | 206-44-0 | 0.087 | 0.079 | 0.022 – 0.17 | CSO, 6 facilities, 27 samples, 2018-2019, volume proportional, total concentration | DE | Toshovski et al. (2020)
|  | 0.1 | 0.073 | 0.012 – 1.1 | CSO, 10 facilities, 127 samples, 2017-2019, volume proportional, event mean concentration, (Bavaria), total concentration | DE | Nickel et al. (2021)
|  | 0.0882 |  |  | CSO, 12 samples, March 2008 - September 2009, discharge proportional, event mean concentration, total concentration | FR | Becouze-Lareure et al. (2019)
|  | 2 |  |  | CSO, 1 sample (single value), September 2009, volume proportional, total concentration | DK | Birch et al. (2011)
|  |  |  | 0.003 – 0.02 | combined waste water (treated), 7 samples, June - December 2012, total concentration | AT | Clara et al. (2014)
|  |  |  | 0.0071 – 0.024 | combined waste water (untreated), 7 samples, June - December 2012, total concentration | AT | Clara et al. (2014)
|  |  |  | 0.009 – 0.025 (dissolved) | combined waste water, July - September 2010, discharge proportional | FR | Gasperi et al. (2012)
0.111 – 0.364 (partikulate)
|  | 0.175 | 0.139 | 0.073 – 0.340 | CSO, 7 samples, July - October 2014, volume proportional, event mean concentration, (Stuttgart), total concentration | DE | Launay et al. (2016)
|  | 0.19 |  |  | CSO, 1 sample, September 2009 - June 2010, discharge proportional, total concentration | DK | Nielsen et al. (2011)
0.041 (grab sample)
0.22 (grab sample)
Benzo[a]anthracene | 56-55-3 | 0.03 | 0.029 | 0.0077 – 0.083 | CSO, 6 facilities, 27 samples, 2018-2019, volume proportional, total concentration | DE | Toshovski et al. (2020)
|  | 0.035 | 0.02 | 0.0016 – 0.47 | CSO, 10 facilities, 127 samples, 2017-2019, volume proportional, event mean concentration, (Bavaria), total concentration | DE | Nickel et al. (2021)
|  | 1 |  |  | CSO, 1 sample (single value), September 2009, volume proportional, total concentration | DK | Birch et al. (2011)
|  |  |  | 0.0022 – 0.0024 | combined waste water (treated), 5 samples, June - December 2012, total concentration | AT | Clara et al. (2014)
|  |  |  | 0.0056 – 0.0057 | combined waste water (untreated), 7 Proben, June - December 2012, total concentration | AT | Clara et al. (2014)
|  | 0.174 |  |  | combined waste water, July - September 2010, discharge proportional, particulate | FR | Gasperi et al. (2012)
0.105
0.168
0.054
|  | 0.091 | 0.056 | 0.038 – 0.220 | CSO, 7 samples, July - October 2014, volume proportional, event mean concentration, (Stuttgart), total concentration | DE | Launay et al. (2016)
Benzo[b]fluoranthene | 205-99-2 | 0.04 | 0.035 | 0.0082 – 0.1 | CSO, 6 facilities, 27 samples, 2018-2019, volume proportional, total concentration | DE | Toshovski et al. (2020)
|  | 0.046 | 0.029 | 0.0018 – 0.52 | CSO, 10 facilities, 127 samples, 2017-2019, volume proportional, event mean concentration, (Bavaria), total concentration | DE | Nickel et al. (2021)
|  | 0.035 |  |  | CSO, 12 samples, March 2008 - September 2009, discharge proportional, event mean concentration, total concentration | FR | Becouze-Lareure et al. (2019)
|  |  |  | 0.00066 – 0.004 | combined waste water (treated), 5 samples, June - December 2012, total concentration | AT | Clara et al. (2014)
|  |  |  | 0.0017 – 0.0045 | combined waste water (untreated), 7 samples, June - December 2012, total concentration | AT | Clara et al. (2014)
|  | 0.286 |  |  | combined waste water, July - September 2010, discharge proportional, particulate | FR | Gasperi et al. (2012)
0.17
0.371
0.098
|  | 0.157 | 0.109 | 0.067 – 0.360 | CSO, 7 samples, July - October 2014, volume proportional, event mean concentration, (Stuttgart), total concentration | DE | Launay et al. (2016)
Benzo[k]fluoranthene | 207-08-9 | 0.017 | 0.014 | 0.0041 – 0.046 | CSO, 6 facilities, 27 samples, 2018-2019, volume proportional, total concentration | DE | Toshovski et al. (2020)
|  | 0.0214 | 0.013 | <0.001 – 0.26 | CSO, 10 facilities, 127 samples, 2017-2019, volume proportional, event mean concentration, (Bavaria), total concentration | DE | Nickel et al. (2021)
|  | 0.044 |  |  | CSO, 12 samples, March 2008 - September 2009, discharge proportional, event mean concentration, total concentration | FR | Becouze-Lareure et al. (2019)
|  |  |  | 0.0014 – 0.0047 | combined waste water (untreated), 7 samples, June - December 2012, total concentration | AT | Clara et al. (2014)
|  | 0.062 | 0.044 | 0.025 – 0.160 | CSO, 7 samples, July - October 2014, volume proportional, event mean concentration, (Stuttgart), total concentration | DE | Launay et al. (2016)
Benzo[a]pyrene | 50-32-8 | 0.03 | 0.028 | 0.0076 – 0.082 | CSO, 6 facilities, 27 samples, 2018-2019, volume proportional, total concentration | DE | Toshovski et al. (2020)
|  | 0.0353 | 0.021 | 0.0014 – 0.44 | CSO, 10 facilities, 127 samples, 2017-2019, volume proportional, event mean concentration, (Bavaria), total concentration | DE | Nickel et al. (2021)
|  | 1.6 |  |  | CSO, 1 sample (single value), September 2009, volume proportional, total concentration | DK | Birch et al. (2011)
|  | 0.138 |  |  | combined waste water, July - September 2010, discharge proportional, particulate, total concentration | FR | Gasperi et al. (2012)
0.1
0.203
0.057
|  | 0.003 |  |  | combined waste water, July - September 2010, discharge proportional, dissolved | FR | Gasperi et al. (2012)
0.001
0.005
|  | 0.091 | 0.08 | 0.03 – 0.21 | CSO, 7 samples, July - October 2014, volume proportional, event mean concentration, (Stuttgart), total concentration | DE | Launay et al. (2016)
|  | 0.092 |  |  | CSO, 1 sample, September 2009 - June 2010, discharge proportional, total concentration | DK | Nielsen et al. (2011)
0.014 (grab sample)
0.083 (grab sample)
Indeno[1,2,3-cd]pyrene | 193-39-5 | 0.03 | 0.025 | 0.0064 – 0.1 | CSO, 6 facilities, 27 samples, 2018-2019, volume proportional, total concentration | DE | Toshovski et al. (2020)
|  | 0.0364 | 0.02 | 0.0015 – 0.52 | CSO, 10 facilities, 127 samples, 2017-2019, volume proportional, event mean concentration, (Bavaria), total concentration | DE | Nickel et al. (2021)
|  | 0.0381 |  |  | CSO, 12 samples, March 2008 - September 2009, discharge proportional, event mean concentration, total concentration | FR | Becouze-Lareure et al. (2019)
|  | 2.6 |  |  | CSO, 1 sample (single value), September 2009, volume proportional, total concentration | DK | Birch et al. (2011)
|  |  |  | 0.0014 – 0.0015 | combined waste water (treated), 5 samples, June - December 2012, total concentration | AT | Clara et al. (2014)
|  |  |  | 0.0017 – 0.0019 | combined waste water (untreated), 7 samples, June - December 2012, total concentration | AT | Clara et al. (2014)
|  | 0.133 (particulate) |  |  | combined waste water, July - September 2010, discharge proportional, total concentration | FR | Gasperi et al. (2012)
0.102 (particulate)
0.245 (particulate)
0.06 (particulate)
0.008 (dissolved)
|  | 0.088 | 0.045 | 0.034 – 0.211 | CSO, 7 samples, July - October 2014, volume proportional, event mean concentration, (Stuttgart), total concentration | DE | Launay et al. (2016)
|  | 0.072 |  |  | CSO, 1 sample, September 2009 - June 2010, discharge proportional, total concentration | DK | Nielsen et al. (2011)
<0.01 (grab sample)
0.067 (grab sample)
Benzo[g,h,i]perylene | 191-24-2 | 0.032 | 0.03 | 0.0074 – 0.089 | CSO, 6 facilities, 27 samples, 2018-2019, volume proportional, total concentration | DE | Toshovski et al. (2020)
|  | 0.0383 | 0.023 | 0.019 – 0.46 | CSO, 10 facilities, 127 samples, 2017-2019, volume proportional, event mean concentration, (Bavaria), total concentration | DE | Nickel et al. (2021)
|  | 0.251 |  |  | CSO, 12 samples, March 2008 - September 2009, discharge proportional, event mean concentration, total concentration | FR | Becouze-Lareure et al. (2019)
|  | 0.01 |  |  | CSO, 1 sample (single value), September 2009, volume proportional, total concentration | DK | Birch et al. (2011)
|  |  |  | 0.0016 – 0.0017 | combined waste water (treated), 5 samples, June - December 2012, total concentration | AT | Clara et al. (2014)
|  |  |  | 0.0025 – 0.0026 | combined waste water (untreated), 7 samples, June - December 2012, total concentration | AT | Clara et al. (2014)
|  | 0.143 (particulate) |  |  | combined waste water, July - September 2010, discharge proportional | FR | Gasperi et al. (2012)
0.104 (particulate)
0.259 (particulate)
0.06 (particulate)
0.006 (dissolved)
|  | 0.094 | 0.073 | 0.059 – 0.18 | CSO, 7 samples, July - October 2014, volume proportional, event mean concentration, (Stuttgart), total concentration | DE | Launay et al. (2016)
|  | 0.11 |  |  | CSO, 1 sample, September 2009 - June 2010, discharge proportional, total concentration | DK | Nielsen et al. (2011)
<0.010 (grab sample)
0.099 (grab sample)
Atrazin | 1912-24-9 | <0.01 | <0.01 | <0.01 – 0.021 | CSO, 6 facilities, 27 samples, 2018-2019, volume proportional, total concentration | DE | Toshovski et al. (2020)
|  | <0.1 | <0.1 | <0.01 – 0.045 | CSO, 10 facilities, 127 samples, 2017-2019, volume proportional, event mean concentration, (Bavaria), total concentration | DE | Nickel et al. (2021)
|  | 0.0023 |  |  | CSO, 12 samples, March 2008 - September 2009, discharge proportional, event mean concentration, total concentration | FR | Becouze-Lareure et al. (2019)
|  | 0.03 |  |  | combined waste water, July- September 2010, discharge proportional, dissolved | FR | Gasperi et al. (2012)
Diuron | 330-54-1 | 0.019 | 0.012 | <0.01 – 0.14 | CSO, 6 facilities, 27 samples, 2018-2019, volume proportional | DE | Toshovski et al. (2020)
|  | 0.019 | <0.01 | <0.01 – 0.2 | CSO, 10 facilities, 127 samples, 2017-2019, volume proportional, event mean concentration, (Bavaria), total concentration | DE | Nickel et al. (2021)
|  | 0.0722 |  |  | CSO, 12 samples, March 2008 - September 2009, discharge proportional, event mean concentration, total concentration | FR | Becouze-Lareure et al. (2019)
|  | 0.48 |  |  | CSO, 1 sample (single value), September 2009, volume proportional, total concentration | DK | Birch et al. (2011)
|  |  |  | 0.11 – 0.21 | combined waste water (untreated), 4 sample, June - December 2012, total concentration | AT | Clara et al. (2014)
|  |  |  | <0.05 – 0.22 | combined waste water (treated), 6 sample, June - December 2012, total concentration | AT | Clara et al. (2014)
|  | 0.321 | 0.26 | 0.068 – 0.681 | CSO, 7 samples, July - October 2014, volume proportional, event mean concentration, (Stuttgart), total concentration | DE | Launay et al. (2016)
|  |  |  | <0.05 – 2.68 | CSO, 1 facility, 370 samples, September 2010 - September 2012, time proportional, total concentration | DE | Erftverband (2013)
|  | 0.47 |  |  | combined waste water, July - September 2010, discharge proportional, total concentration | FR | Gasperi et al. (2012)
0.37
0.05
0.19
|  |  | 0,1 |  | CSO September 2007 - October 2008, discharge proportional, wet conditions (rainfall), total concentration | FR | Lamprea and Ruban (2011)
0,21
|  |  | 0.16 |  | CSO, September 2007 - October 2008, discharge proportional, dry conditions, total concentration | FR | Lamprea and Ruban (2011)
0.1
|  | 0.037 |  |  | CSO, 1 sample, September 2009 – June 2010, discharge proportional, total concentration | DK | Nielsen et al. (2011)
|  | 0.043 |  |  | CSO, 1 sample, September 2009 - June 2010, grab sample, total concentration | DK | Nielsen et al. (2011)
0.055
|  |  | <0.01 – 0.07 | n.n. – 0.23 | CSO, 11 facilities, 48 samples, 2001-2010, (Saxony), total concentration | DE | Engelmann et al. (2016)
Isoproturon | 34123-59-6 | 0.012 | <0.01 | <0.01 – 0.047 | CSO, 6 facilities, 27 samples, 2018-2019, volume proportional, total concentration | DE | Toshovski et al. (2020)
|  | 0.017 | <0.01 | <0.01 – 0.17 | CSO, 10 facilities, 127 samples 10 RÜB, 2017-2019, volume proportional, event mean concentration, (Bavaria), total concentration | DE | Nickel et al. (2021)
|  | 0.0015 |  |  | CSO, 12 samples, March 2008 - September 2009, discharge proportional, event mean concentration, total concentration | FR | Becouze-Lareure et al. (2019)
|  | 0.2 |  |  | CSO, 1 sample (single value), September 2009, volume proportional, total concentration | DK | Birch et al. (2011)
|  |  |  | <0.05 – 6.37 | CSO, 1 facility, 370 samples, September 2010 - September 2012, time proportional discharge proportional, wet conditions (rainfall), total concentration | DE | Erftverband (2013)
|  | 0.04 |  |  | Combined waste water (untreated), July-September 2010, discharge proportional, dissolved | FR | Gasperi et al. (2012)
0.04
0.02
0.02
|  | 0.098 | 0.093 | 0.025 – 0.18 | CSO, 7 samples, July-October 2014, volume proportional, event mean concentration, (Stuttgart), total concentration | DE | Launay et al. (2016)
|  |  |  | 0.02 – 0.04 | Combined waste water (untreated), 4 samples, June - December 2012, total concentration | AT | Clara et al. (2014)
|  |  | <0.1 | n.n. – 0.25 | CSO, 11 facilities, 48 samples, 2001-2010, (Saxony), total concentration | DE | Engelmann et al. (2016)
Terbutryn | 886-50-0 | 0.033 | 0.028 | <0.01 – 0.1 | CSO, 6 facilities, 27 samples, 2018-2019, volume proportional | DE | Toshovski et al. (2020)
|  | 0.026 | 0.02 | <0.01 – 0.099 | CSO, 10 facilities, 127 samples, 2017-2019, volume proportional, event mean concentration (Bavaria) | DE | Nickel et al. (2021)
|  |  |  | <0.05 | CSO, 1 facility, 370 samples, September 2010 - September 2012, tie proportional, total concentration | DE | Erftverband (2013)
|  | 0.085 | 0.083 | 0.055 – 0.122 | CSO, 7 samples, July - October 2014, volume proportional, event mean concentration, (Stuttgart), total concentration | DE | Launay et al. (2016)
|  |  | <0.01 | n.n. – 0.78 | CSO, 11 facilities, 48 samples, 2001-2010, (Saxony), total concentration | DE | Engelmann et al. (2016)

## A P7.3
Table A P7.3 Metal loads in urban run-off on the country level (Comber et al., 2021)
Country |  | Substance
|  | Aluminium kg/day | Arsenic kg/day | Cadmium kg/day | Copper kg/day | Nickel kg/day | Silver kg/day | Zink kg/day
| CAS Number | 7429-90-5 | 7440-38-2 | 7440-43-9 | 7440-50-8 | 7440-02-0 | 7440-22-4 | 7440-66-6
Albania |  | 190 | 0.4 | 0.09 | 11 | 1.7 | 0.06 | 47
Austria |  | 1005 | 2.1 | 0.48 | 57 | 8.8 | 0.29 | 247
Belgium |  | 1310 | 2.7 | 0.63 | 74 | 11.5 | 0.38 | 321
Bosnia |  | 2250 | 4.6 | 1.08 | 127 | 19.8 | 0.66 | 552
Bulgaria |  | 846 | 1.7 | 0.41 | 48 | 7.4 | 0.25 | 207
Croatia |  | 811 | 1.7 | 0.39 | 46 | 7.1 | 0.24 | 199
Cypris |  | 79 | 0.2 | 0.04 | 4 | 0.7 | 0.02 | 19
Czechia |  | 971 | 2 | 0.47 | 55 | 8.5 | 0.28 | 238
Denmark |  | 954 | 1.9 | 0.46 | 54 | 8.4 | 0.28 | 234
Estonia |  | 425 | 0.9 | 0.2 | 24 | 3.7 | 0.12 | 104
Finland |  | 237 | 0.5 | 0.11 | 13 | 2.1 | 0.07 | 58
France |  | 9530 | 19.5 | 4.58 | 537 | 83.9 | 2.78 | 2338
Germany |  | 12307 | 25.1 | 5.91 | 693 | 108 | 3.59 | 3020
Greece |  | 711 | 1.5 | 0.34 | 40 | 6.3 | 0.21 | 174
Hungary |  | 1.16 | 2.4 | 0.56 | 65 | 10.2 | 0.34 | 285
Iceland |  | 96 | 0.2 | 0.05 | 5 | 0.8 | 0.03 | 23
Ireland |  | 756 | 1.5 | 0.36 | 43 | 6.7 | 0.22 | 185
Italy |  | 7451 | 15.1 | 3.58 | 420 | 65.6 | 2.18 | 1828
Kosovo |  | 66 | 0.1 | 0.03 | 4 | 0.6 | 0.02 | 16
Latvia |  | 575 | 1.2 | 0.28 | 32 | 5.1 | 0.17 | 141
Lithuania |  | 773 | 1.6 | 0.37 | 44 | 6.8 | 0.23 | 190
Luxembourg |  | 56 | 0.1 | 0.03 | 3 | 0.5 | 0.02 | 14
Malta |  | 12 | 0 | 0.01 | 1 | 0.1 | 0 | 3
Netherlands |  | 2172 | 4.4 | 1.04 | 122 | 19.1 | 0.63 | 533
North Macedonia |  | 124 | 0.3 | 0.06 | 7 | 1.1 | 0.04 | 30
Norway |  | 451 | 0.9 | 0.22 | 25 | 4 | 0.13 | 111
Poland |  | 4808 | 9.8 | 2.31 | 271 | 42.3 | 1.4 | 1180
Portugal |  | 1468 | 3 | 0.7 | 83 | 12.9 | 0.43 | 360
Romania |  | 1369 | 2.8 | 0.66 | 77 | 12.1 | 0.4 | 336
Serbia |  | 611 | 1.2 | 0.29 | 34 | 5.4 | 0.18 | 150
Slovakia |  | 440 | 0.9 | 0.21 | 25 | 3.9 | 0.13 | 108
Slovenia |  | 184 | 0.4 | 0.09 | 10 | 1.6 | 0.05 | 45
Spain |  | 2991 | 6.1 | 1.44 | 168 | 26.3 | 0.87 | 734
Sweden |  | 1144 | 2.3 | 0.55 | 64 | 10.1 | 0.33 | 281
Switzerland |  | 2214 | 4.5 | 1.06 | 125 | 19.5 | 0.65 | 543
UK |  | 5528 | 11.3 | 2.65 | 311 | 48.7 | 1.61 | 1356
EU27 |  | 54545 | 111 | 26 | 3071 | 480 | 16 | 13383

## A P7.4
Table A P7.4 Metal loads in urban wastewaters (D – domestic, S – Services, I – Industry, n/d – no data) on the country level (Comber et al., 2021)
Substance |  | Aluminium kg/day |  |  | Arsenic kg/day |  |  | Cadmium kg/day |  |  | Copper kg/day |  |  | Nickel kg/day |  |  | Silver kg/day |  |  | Zink kg/day
| CAS Number | 7429-90-5 |  |  | 7440-38-2 |  |  | 7440-43-9 |  |  | 7440-50-8 |  |  | 7440-02-0 |  |  | 7440-22-4 |  |  | 7440-66-6
|  | D | S | I | D | S | I | D | S | I | D | S | I | D | S | I | D | S | I | D | S | I
Albania |  | 377 | 31 | n/d | 1.2 | n/d | n/d | 0.25 | 0.01 | n/d | 70 | 5 | 7.6 | 1.5 | 0.4 | n/d | 0.24 | 0.016 | n/d | 64 | 10 | n/d
Austria |  | 1500 | 1166 | n/d | 3.3 | n/d | n.d. | 0.77 | 0.44 | 0.056 | 221 | 30 | 1.5 | 5.3 | 16.1 | 1.4 | 0.53 | 0.615 | n/d | 238 | 373 | 1046
Belgium |  | 1106 | 304 | n/d | 3.6 | n/d | 0.102 | 0.78 | 0.11 | 0.033 | 173 | 27 | 2.1 | 5.4 | 4.2 | 0.1 | 0.58 | 0.16 | n/d | 219 | 97 | 5
Bosnia |  | 129 | 45 | n/d | 0.4 | n/d | n/d | 0.09 | 0.02 | n/d | 20 | 62 | 92.4 | 0.6 | 0.6 | n/d | 0.07 | 0.024 | n/d | 27 | 14 | n/d
Bulgaria |  | 710 | 104 | 228 | 2.4 | n/d | n/d | 0.49 | 0.04 | 0.35 | 113 | 23 | 0.5 | 3.4 | 1.4 | 3.3 | 0.37 | 0.055 | 0.239 | 121 | 33 | 25
Croatia |  | 293 | 937 | 51 | 1 | n/d | 0.07 | 0.2 | 0.35 | 0.014 | 49 | 22 | 0.3 | 1.3 | 13 | 0.2 | 0.16 | 0.495 | 0.054 | 56 | 300 | 0.6
Cypris |  | 165 | 18 | n/d | 0.5 | n/d | n/d | 0.11 | 0.01 | n/d | 31 | 2 | n/d | 0.6 | 0.2 | n/d | 0.11 | 0.009 | n/d | 21 | 6 | n/d
Czechia |  | 943 | 1073 | 571 | 3.2 | n/d | 0.015 | 0.67 | 0.4 | 0.47 | 133 | 2 | 16.9 | 5.1 | 14.8 | 14.55 | 0.48 | 0.567 | 0.599 | 171 | 344 | 165
Denmark |  | 700 | 116 | n/d | 2.4 | n/d | 0.04 | 0.5 | 0.04 | n/d | 118 | 17 | n/d | 3.2 | 1.6 | n/d | 0.4 | 0.061 | n/d | 134 | 37 | n/d
Estonia |  | 129 | 30 | n/d | 0.4 | n/d | n/d | 0.09 | 0.01 | n/d | 21 | 12 | 1.1 | 0.6 | 0.4 | n/d | 0.07 | 0.016 | n/d | 23 | 10 | n/d
Finland |  | 717 | 114 | n/d | 2.9 | n/d | 0.14 | 0.6 | 0.04 | n/d | 132 | 4 | 2 | 3.5 | 1.6 | 1 | 0.59 | 0.06 | n/d | 109 | 36 | 2
France |  | 8049 | 1385 | n/d | 27.4 | n/d | 0.23 | 5.84 | 0.52 | 0.25 | 1528 | 353 | 4.8 | 36.6 | 19.1 | 3 | 4.82 | 0.731 | n/d | 1280 | 443 | 12
Germany |  | 10687 | 343 | 3064 | 27.7 | n/d | 1.36 | 6.65 | 0.13 | 5.3 | 1861 | 305 | 137.6 | 46.9 | 4.7 | 12 | 4.3 | 0.181 | 3.211 | 1794 | 110 | 242
Greece |  | 3493 | 222 | n/d | 11.7 | n/d | 0.19 | 2.27 | 0.08 | n/d | 665 | 20 | 1.4 | 13 | 3.1 | 0.2 | 2.34 | 0.117 | n/d | 547 | 71 | n/d
Hungary |  | 922 | 238 | n/d | 3.6 | n/d | 0.02 | 0.66 | 0.09 | 0.083 | 143 | 15 | 0.7 | 4.5 | 3.3 | 2 | 0.49 | 0.126 | n/d | 188 | 76 | 30
Iceland |  | 67 | 8 | n/d | 0.2 | n/d | n/d | 0.04 | 0.003 | n/d | 12 | 3 | 1.6 | 0.3 | 0.1 | n/d | 0.04 | 0.004 | n/d | 12 | 2 | n/d
Ireland |  | 385 | 100 | n/d | 1.3 | n/d | n/d | 0.27 | 0.04 | n/d | 65 | 28 | 0.8 | 1.8 | 1.4 | 0.1 | 0.21 | 0.053 | n/d | 74 | 32 | 1
Italy |  | 10542 | 1647 | n/d | 31.8 | n/d | 2.78 | 6.91 | 0.62 | 0.34 | 1887 | 120 | 3.4 | 44.3 | 22.8 | 20 | 5.89 | 0.87 | n/d | 1866 | 527 | 36
Kosovo |  | 123 | 11 | n/d | 0.4 | n/d | n/d | 0.09 | 0 | n/d | 19 | 2 | 48.2 | 0.6 | 0.2 | n/d | 0.06 | 0.006 | n/d | 25 | 4 | n/d
Latvia |  | 278 | 118 | 57 | 0.9 | n/d | n/d | 0.19 | 0.04 | 0.05 | 47 | 16 | 1.1 | 1.2 | 1.6 | 0.6 | 0.16 | 0.063 | 0.06 | 52 | 38 | 14
Lithuania |  | 244 | 131 | 30 | 0.8 | n/d | n/d | 0.18 | 0.05 | 0.02 | 36 | 21 | 1.2 | 1.3 | 1.8 | 0.3 | 0.12 | 0.069 | 0.031 | 71 | 42 | 8
Luxembourg |  | 88 | 9 | n/d | 0.3 | n/d | n/d | 0.06 | 0.003 | n/d | 16 | 2 | 0.6 | 0.3 | 0.1 | n/d | 0.05 | 0.005 | n/d | 12 | 3 | n/d
Malta |  | 64 | 10 | n/d | 0.2 | n/d | n/d | 0.04 | 0.004 | n/d | 11 | 0 | 3.6 | 0.3 | 0.1 | n/d | 0.04 | 0.005 | n/d | 12 | 3 | n/d
Netherlands |  | 2329 | 305 | 479 | 6.3 | n/d | n/d | 1.51 | 0.11 | 0.014 | 452 | 76 | 7.6 | 9.8 | 4.2 | 2 | 0.89 | 0.161 | 0.502 | 464 | 97 | 7
North Macedonia |  | 454 | 7 | n/d | 1.4 | n/d | n/d | 0.29 | 0.003 | n/d | 85 | 3 | 2.3 | 1.6 | 0.1 | n/d | 0.3 | 0.004 | n/d | 65 | 2 | n/d
Norway |  | 1085 | 111 | n/d | 3.5 | n/d | n/d | 0.7 | 0.04 | n/d | 169 | 16 | 0.8 | 4.2 | 1.5 | n/d | 0.78 | 0.058 | n/d | 135 | 35 | n/d
Poland |  | 3039 | 423 | n/d | 10.4 | n/d | 1,662* | 2.21 | 0.16 | 8.9 | 481 | 136 | 98.9 | 15.5 | 5.8 | 34 | 1.56 | 0.223 | n/d | 649 | 135 | 216
Portugal |  | 1578 | 9 | n/d | 5.4 | n/d | 1.87 | 1.05 | 0.004 | 0.69 | 277 | 47 | 7 | 6.5 | 0.1 | 5 | 0.93 | 0.005 | n/d | 254 | 3 | 5
Romania |  | 1030 | 1258 | 1070 | 3.4 | n/d | n/d | 0.74 | 0.47 | 0.89 | 156 | 38 | 0.7 | 5.3 | 17.4 | 0.3 | 0.5 | 0.664 | 1.121 | 213 | 403 | 0.5
Serbia |  | 594 | 320 | 102 | 2 | n/d | n/d | 0.41 | 0.12 | 0.08 | 100 | 17 | 1.3 | 2.7 | 4.4 | 1.1 | 0.34 | 0.169 | 0.106 | 100 | 102 | n/d
Slovakia |  | 440 | 27 | 611 | 1.4 | n/d | n/d | 0.34 | 0.01 | 0.51 | 69 | 7 | 0.7 | 2.1 | 0.4 | 6.4 | 0.24 | 0.014 | 0.641 | 107 | 9 | 4
Slovenia |  | 131 | 27 | n/d | 0.4 | n/d | n/d | 0.09 | 0.01 | n/d | 20 | 5 | n/d | 0.7 | 0.4 | n/d | 0.06 | 0.014 | n/d | 27 | 9 | n/d
Spain |  | 7312 | 1127 | n/d | 23.6 | n/d | 0.73 | 4.81 | 0.42 | 0.25 | 1277 | 116 | 3.4 | 32.5 | 15.6 | 4 | 4.14 | 0.595 | n/d | 1167 | 361 | 25
Sweden |  | 1, 654 | 399 | n/d | 5.5 | n/d | 0.02 | 1.09 | 0.15 | n/d | 249 | 27 | 0.9 | 7.3 | 5.5 | 0.4 | 1.16 | 0.211 | n/d | 219 | 128 | 1
Switzerland |  | 1291 | 177 | n/d | 3.2 | n/d | n/d | 0.76 | 0.07 | 0.033 | 213 | 4 | 0.4 | 5 | 2.4 | 0.5 | 0.46 | 0.094 | n/d | 225 | 57 | 2.6
UK |  | 8441 | 1032 | 137 | 26.7 | n/d | 1.21 | 5.45 | 0.39 | 0.14 | 1701 | 386 | 10 | 39 | 14.3 | 9 | 4.79 | 0.545 | 0.143 | 1479 | 330 | 28
EU27 |  | 58527 | 11641 | 6162 | 182 | n/d | 1670 | 39 | 4 | 18 | 10232 | 1469 | 299 | 258 | 161 | 111 | 31 | 6 | 6 | 10086 | 3726 | 1845
* This e-PRTR value for As in Poland, although reported seem anomalous

## A P7.5
Table A P7.5 Pollutant concentrations in 5 German UWWTPs (Toshovski et al. 2020)
Substance | CAS Number | Number values | Number values > LoQ | LoQ (µg/L) | Minimum (µg/L) | Median (µg/L) | Mean (µg/L) | Maximum (µg/L)
Lead | 7439-92-1 | 96 | 95 | 0.1 | < LoQ | 3.1 | 3.9 | 30
Cadmium | 7440-43-9 | 96 | 95 | 0.002 | < LoQ | 0.11 | 0.12 | 0.49
Nickel | 7440-02-0 | 96 | 96 | 1 | 1.4 | 6.3 | 8.2 | 32
Mercury | 439-97-6 | 96 | 95 | 0.001 | < LoQ | 0.029 | 0.036 | 0.17
4-iso-Nonylphenol | 104-40-5 | 96 | 95 | 0.1 | < LoQ | 0.24 | 0.28 | 0.94
4-tert.-Oktylphenol | 140-66-9 | 96 | 11 | 0.05 | < LoQ | < LoQ | < LoQ | 0.38
Di-(2-ethylhexyl)phthalate | 117-81-7 | 96 | 96 | 0.25 | 3.7 | 14 | 16 | 90
HBCDD (sum) | 25637-99-4 | 96 | 36 | 0.01 | < LoQ | < LoQ | 0.01 | 0.1
Perfluoroctansulfonat | 1763-23-1 | 96 | 12 | 0.01 | < LoQ | < LoQ | 0.0117 | 0.17
1H,1H,2H,2H-Perfluoroctansulfonate | 27619-97-2 | 96 | 10 | 0.01 | < LoQ | < LoQ | 0.0195 | 0.58
Naphthalene | 91-20-3 | 96 | 56 | 0.025 | < LoQ | 0.028 | 0.034 | 0.39
Fluoranthene | 206-44-0 | 96 | 96 | 0.0025 | 0.02 | 0.047 | 0.082 | 1,1
Benzo[a]anthracene | 56-55-3 | 96 | 96 | 0.0025 | 0.0049 | 0.0145 | 0.0293 | 0.48
Benzo[b]fluoranthene | 205-99-2 | 96 | 96 | 0.0025 | 0.0045 | 0.015 | 0.028 | 0.39
Benzo[k]fluoranthene | 205-99-2 | 96 | 88 | 0.0025 | < LoQ | 0.0062 | 0.0125 | 0.17
Benzo[a]pyrene | 50-32-8 | 96 | 96 | 0.0013 | 0.0035 | 0.011 | 0.025 | 0.34
Indeno[1,2,3-cd]pyrene | 193-39-5 | 96 | 96 | 0.0013 | 0.0025 | 0.0096 | 0.0204 | 0.26
Benzo[g,h,i]perylene | 191-24-2 | 96 | 96 | 0.0013 | 0.0038 | 0.012 | 0.,022 | 0.25
Aclonifen | 74070-46-5 | 96 | 1 | 0.05 | - | - | - | 0.098
Atrazin | 1912-24-9 | 96 | 1 | 0.01 | - | - | - | 0.03
Bifenox | 42576-02-3 | 96 | 0 | 0.02 | - | - | - | -
cis-Heptachlorepoxide | 1024-57-3 | 96 | 0 | 0.01 | - | - | - | -
Cybutryn | 28159-98-0 | 96 | 0 | 0.025 | - | - | - | -
Cypermethrin (sum) | 52315-07-8 | 96 | 15 | 0.013 | < LoQ | < LoQ | 0.009 | 0.057
Dichlorvos | 62-73-7 | 96 | 0 | 0.05 | - | - | - | -
Dicofol | 115-32-2 | 96 | 0 | 0.05 | - | - | - | -
Diuron | 330-54-1 | 96 | 43 | 0.01 | < LoQ | < LoQ | 0.0135 | 0.052
Heptachlor | 76-44-8 | 96 | 0 | 0.01 | - | - | - | -
Isoproturon | 34123-59-6 | 96 | 79 | 0.01 | < LoQ | 0.0275 | 0.033 | 0.13
Quinoxyfen | 124495-18-7 | 96 | 0 | 0.01 | - | - | - | -
Terbutryn | 886-50-0 | 96 | 89 | 0.01 | < LoQ | 0.0515 | 0.06 | 0.38
trans-Heptachlorepoxide | 1024-57-3 | 96 | 0 | 0.01 | - | - | - | -

## A P8.1
Table A P8.1 Statistical values of EQS-Directive substances frequently found in UWWTP effluents
Substance |  | LoD/LoQ (µg/L) | Median (µg/L) | Artihmetic average (µg/L) | Min - Max (µg/L) | Emission factor (mg/p.e.) | Comment | Country | Reference
Category A substances (see chapter 3, page 5 in this document) | CAS Number
Lead, and its compounds | 7439-92-1 | LoQ: 0.1 | 0.14 | 0.18 | 0.05 – 7 | 11.6 | 49 UWWTP, n=1,000, 2017-2019, emission factor is based on median effluent concentrations of 49 UWWTPs found in more than 50 % of samples), total concentration), | DE | Toshovski et al. (2020)
|  | LoQ: 2.0 | 1 | 1.27 | 0.001 – 119 | 43.2 | 477 UWWTP, n=2,639, 2018-2020, found in 6.3 % of samples, total concentration | FR | French Database “RSDE-STEU” (2020)
|  | LoD: 0.5 | < LoD |  | 0 – 1,400 |  | 34 UWWTP with tertiary treatment, n=122, 2011-2019, found in 28 % of samples, total concentration | DK | Miljøstyrelsen (2021)
|  | LoD: 0.5 | 1.1 |  | 0 – 65 |  | 19 small UWWTP with only mechanical treatment, n=101, 2011-2019, found in 72 % of samples,total concentration | DK | Miljøstyrelsen (2021)
|  | LoD: 0.063 | 0.9 | 1 | 0.25 – 2.2 |  | 12 UWWTP (9 countries), n=12, 2017, found in all samples, total concentration | RO, RS, HR, SK, SI, HU, CZ, AT, DE | SOLUTIONS EU FP7 project & ICPDR (2017) (Danube)
LoQ: 0.13
|  | LoD: 0.063 | 0.27 | 0.378 | < LoD – 1.4 |  | 11 UWWTP (11 countries), n=11, 2019, found in 9 samples > LoQ; in one sample < LoD and in one sample < LoQ, total concentration | RO, HR, CZ, SK, SI, RS, BG, HR, UA, AT, DE | Joint Danube Survey 4 (JDS4), ICPDR
LoQ: 0.13
|  | LOQ: 0.05 | 0.24 | 0.39 | < 0.05 – 4.4 | - | 54 UWWTPs with at least secondary treatment, 2013-14, found in 94 % of samples, total concentration | FI | Vieno (2014)
|  |  | 0.2 | 7.9 |  |  | 91 UWWTP (Saxony), 2001-2010, | DE | Engelmann et al. (2016)
|  | LoD: 0.7 | 1.1 | 1.2 | < LoQ – 3.7 | - | total concentration | AT | Clara et al. (2009)
LoQ: 1.4
|  |  | 1.2 |  |  | - | 9 UWWTP, 1 year, older than 2010, total concentration | AT | Clara et al. (2012)
|  | LoD: 0.1 | 0.25 | 0.069 – 0.38 | 0 – 0,5 | - | 8 UWWTP, not detected in 10 out of 32 samples, 22 out of 32 values < LoQ, median < LoQ, total concentration | AT | Clara et al. (2017)
LoQ: 0.5
|  |  | 0.64 | 1.118 | 0 – 27 | 18 | 25 UWWTP, 2015-2018, total concentration | NL | Data base NL (2020)
|  | LoD: 2.5 | < LoQ | 0.278 | 0 – 760 |  | 331 UWWTP (Flanders), 6.3 % of values > LoD, total concentration | BE | VMM, Wastewater Monitoring Network, 2010-2019
LoQ: 5
|  |  | 0.649 | 0.905 |  |  | 600 UWWTP, n=605, 2015-2020, total concentration | UK | UK data base (chemical-investigations-programme (CIP2))
|  |  | 0.86 |  |  |  | 162 UWWTP, 2010-2013, total concentration | UK | Gardner et al. (2014)
Cadmium and its compounds | 7440-43-9 | LoQ: 0.002 | 0.006 | 0.009 | < 0.001 – 1 | 0.5 | 49 UWWTP, n=1,000, 2017-2019, emission factor is based on median effluent concentrations of 49 UWWTPs (found in more than 50 % of samples), total concentration (emission factor is based on median effluent concentrations of 49 UWWTPs found in more than 50 % of samples), total concentration | DE | Toshovski et al. (2020)
|  | LoQ: 0.1 – 0.5 | not found |  |  |  | total concentration | AT | Clara et al. (2009)
|  | LoQ: 1.0 | 0.5 | 0.55 | 0.0005 – 100 | 21.3 | 461 UWWTP, n=2,544, 2018-2020, found in 3.3 % of samples, total concentration | FR | French Database “RSDE-STEU” (2020)
|  | LoD: 0.05 | < LoD |  | 0 – 0.17 |  | 34 UWWTP with tertiary treatment, n=122, 2011-2019, found in 7.4% of samples, total concentration | DK | Miljøstyrelsen (2021)
|  | LoD: 0.05 | < LoD |  | 0 – 1.6 |  | 19 small UWWTP with only mechanical treatment, n=100, 2011-2019, found in 45 % of samples, total concentration | DK | Miljøstyrelsen (2021)
|  | LoD: 0.063 | 0.51 | 0.35 | < 0.063 – 0.51 |  | 12 UWWTP (9 countries), n=12, 2017, found in 5 out of 12 samples > LoQ and in one more sample > LoD, total concentration | RO, RS, HR, SK, SI, HU, CZ, AT, DE | SOLUTIONS EU FP7 project & ICPDR (2017) (Danube)
LoQ: 0.13
|  | LoD: 0.063 | not found |  |  |  | 11 UWWTP (11 countries), n=11, 2019, not found > LoD, total concentration | RO, HR, CZ, SK, SI, RS, BG, HR, UA, AT, DE | Joint Danube Survey 4 (JDS4), ICPDR
LoQ: 0.13
|  | LOQ: 0.01 | 0.02 | 0.09 | < 0.01 – 2.4 | - | 54 UWWTPs with at least secondary treatment, 2013-14, found in 80 % of samples, total concentration | FI | Vieno (2014)
|  |  |  | 0.00083 – 0.013 |  |  | 2 UWWTP, total concentration | AT | Clara et al. (2014)
|  |  | < 0.03 – 0.5 |  | n.n. – 24 |  | 91 UWWTP, (Saxony), 2001-2010 | DE | Engelmann et al. (2016)
|  |  | 0.01 | 0.094 |  |  | 9 UWWTP, 1 year, older than 2010, total concentration | AT | Clara et al. (2012)
|  | LoD: 0.02 |  | 0.0056 – 0.028 | 0 – 0.05 |  | 8 UWWTP, not detected in 23 out of 32 samples, 9 out of 32 values < LoQ), total concentration | AT | Clara et al. (2017)
LoQ: 0.05
|  | LoQ: 0.03 | < LoQ | 0.0297 | 0 – 0.56 | 0.521 | 25 UWWTP, 2015-2018, total concentration | NL | Data base NL (2020)
|  | LoD: 0.4 | < LoQ | 0 | 0 – 24 |  | 331 UWWTP (Flanders), 0.5 % of values > LoD, total concentration | BE | VMM, Wastewater Monitoring Network, 2010-2019
LoQ: 0.8
|  |  | 0.027 | 0.043 |  |  | 600 UWWTP, n=605, 2015-2020, total concentration | UK | UK data base (chemical-investigations-programme (CIP2))
|  |  | < LoQ (0.1) |  |  |  | 162 UWWTP, 2010-2013, total concentration | UK | Gardner et al. (2014)
Nickel and its compounds | 7440-02-0 | LoQ: 1.0 | 4.4 | 4.786 | 0.5 – 18 | 365 | 49 UWWTP, n=1,000, 2017-2019, (emission factor is based on median effluent concentrations of 49 UWWTPs (found in more than 50% of samples), total concentration | DE | Toshovski et al. (2020)
|  | LoD: 0.13 | 3.75 | 5.1 | 0.93 – 9.9 |  | 12 UWWTP (9 countries), n=12, 2017, found in all samples, total concentration | RO, RS, HR, SK, SI, HU, CZ, AT, DE | SOLUTIONS EU FP7 project & ICPDR (2017) (Danube)
LoQ: 0.25
|  | LoD: 0.13 | 2.5 | 4.47 | 1.2 – 18 |  | 11 UWWTP (11 countries), n=11, 2019, not found in all samples, total concentration | RO, HR, CZ, SK, SI, RS, BG, HR, UA, AT, DE | Joint Danube Survey 4 (JDS4), ICPDR
LoQ: 0.25
|  | LoD: 1 | 3.4 |  | 0 – 29 |  | 34 UWWTP with tertiary treatment, n=127, 2011-2019, found in 95 % of samples, total concentration | DK | Miljøstyrelsen (2021)
|  | LoD: 1 | 2.4 |  | 0 – 34 |  | 19 small UWWTP with only mechanical treatment, n=102, 2011-2019, found in 77 % of samples, total concentration | DK | Miljøstyrelsen (2021)
|  | LOQ: 0.05 | 8.6 | 11.7 | 2.7 – 71 | - | 54 UWWTPs with at least secondary treatment, 2013-14, found in 100 % of samples, total concentration | FI | Vieno (2014)
|  | LoQ: 5 | 2.5 | 4.2 | 0.001 – 1,230 | 119 | 476 UWWTP, n=2,636, 2018-2020, found in 18 % of samples, total concentration | FR | French Database “RSDE-STEU” (2020)
|  | LoQ: 1 – 2.3 | 4.5 | 8.1 | <LOD – 41 |  | total concentration | AT | Clara et al. (2009)
|  |  |  | 4.4 – 4.7 |  |  | 2 UWWTP, total concentration | AT | Clara et al. (2014)
|  |  | 4.3 |  | n.n. – 200 |  | 91 UWWTP (Saxony), 2001-2010 | DE | Engelmann et al. (2016)
|  |  | 4.1 | 5.6 |  |  | 9 UWWTP, 1 year, older than 2010, total concentration | AT | Clara et al. (2012)
|  | LoD: 1 | 5.5 | 7 – 8.2 | 0 – 30 |  | 8 UWWTP, not detected in 1 out of 32 samples and 16 out of 36 values <LoQ, total concentration | AT | Clara et al. (2017)
LoQ: 4
|  |  | 3.8 | 6.304 | 0 – 57 | 284 | 25 UWWTP, 2015-2018, total concentration | NL | Data base NL (2020)
|  | LoD: 2.5 | < LoQ | 2.66 | 0 – 2,800 |  | 331 UWWTP (Flanders), 29 % of values > LoD), total concentration | BE | VMM, Wastewater Monitoring Network, 2010-2019
LoQ: 8
|  |  | 3.05 | 4.29 |  |  | 600 UWWTP, n=605, 2015-2020, total concentration | UK | UK data base (chemical-investigations-programme (CIP2))
|  |  | 4.8 |  |  |  | 162 UWWTP, 2010-2013, total concentration | UK | Gardner et al. (2014)
Mercury and its compounds | 439-97-6 | LoQ: 0.001 | 0.002 | 0.006 | 0.0005 – 1.1 | 0.2 | 49 UWWTP, n=1,000, 2017-2019, emission factor is based on median effluent concentrations of 49 UWWTPs (found in more than 50% of samples), total concentration | DE | Toshovski et al. (2020)
|  | LoD: 0.002 – 0.05 | < LoD |  | 0 – 1.4 |  | 34 UWWTP with tertiary treatment, n=124, 2011-2019, found in 40 % of samples, total concentration | DK | Miljøstyrelsen (2021)
|  | LoD: 0.002 – 0.05 | < LoD |  | 0 – 0.95 |  | 19 small UWWTP with only mechanical treatment, n=100, 2011-2019, found in 48 % of samples, total concentration | DK | Miljøstyrelsen (2021)
|  | LoD: 0.063 | not found |  |  |  | 12 UWWTP (9 countries), n=12, 2017, found in only one sample > LoD, total concentration | RO, RS, HR, SK, SI, HU, CZ, AT, DE | SOLUTIONS EU FP7 project & ICPDR (2017) (Danube)
LoQ: 0.13
|  | LoD: 0.063 | not found |  |  |  | 11 UWWTP (11 countries), n=11, 2019, not found > LoD, total concentration | RO, HR, CZ, SK, SI, RS, BG, HR, UA, AT, DE | Joint Danube Survey 4 (JDS4), ICPDR
LoQ: 0.13
|  | LOQ: 0.004 | < 0.004 (<LOQ) | 0.005 | < 0.004 – 0.038 | - | 54 UWWTPs with at least secondary treatment, 2013-14, found in 35 % of samples, total concentration | FI | Vieno (2014)
|  | LoQ: 0.2 | 0.1 | 0.08 | 0.0005 – 21.4 | 2.9 | 478 UWWTP, n=2,646, 2018-2020, found in 5.7% of samples, total concentration | FR | French Database “RSDE-STEU” (2020)
|  | LoQ: 0.1–0.25 |  |  | n.n. – < LOD |  | total concentration | AT | Clara et al. (2009)
|  |  |  | 0.01 |  |  | 2 UWWTP, total concentration | AT | Clara et al. (2014)
|  | LoD: 0.0003 | 0.015 | 0.019 | 0.0055 – 0.067 |  | 8 UWWTP, all values (35) > LoQ), total concentration | AT | Clara et al. (2017)
LoQ: 0.001
|  |  | < 0.02 – 0.2 |  | n.n. – 0.5 |  | 91 UWWTP (Saxony), 2001-2010 | DE | Engelmann et al. (2016)
|  |  | 0.01 |  |  |  | 9 UWWTP, 1 year, total concentration | AT | Clara et al. (2012)
|  | LoQ: 0.01 | < LoQ | 0.01075 | 0 – 0.12 | 0.255 | 32 UWWTP, 2015-2018, total concentration | NL | Data base NL (2020)
|  | LoD: 0.075 | < LoQ | 2.87e-06 | 0 – 6 |  | 331 UWWTP (Flanders), 2.5 % of values > LoD, total concentration | BE | VMM, Wastewater Monitoring Network, 2010-2019
LoQ: 0.2
|  |  | 0.0039 | 0.0084 |  |  | 600 UWWTP, n=605, 2015-2020, total concentration | UK | UK data base (chemical-investigations-programme (CIP2))
|  |  | 0.0007 |  |  |  | 162 UWWTP, 2010-2013, total concentration | UK | Gardner et al. (2014)
4-iso-Nonylphenols | 104-40-5 | LoQ: 0.04 | 0.043 | 0.115 | 0.02 - 3.4 | 3.6 | 49 UWWTP, n=999, 2017-2019, (emission factor is based on median effluent concentrations of 49 UWWTPs (found in more than 50 % of samples), total concentration | DE | Toshovski et al. (2020)
|  | LoQ: 0.5 | 0.25 | 0.25 | 0.02 – 2.82 | 10.5 | 478 UWWTP, n=2,646, 2018-2020, found in 3.6 % of samples, total concentration | FR | French Database “RSDE-STEU” (2020)
|  | LoD: 0.01 | not found |  |  |  | 53 UWWTP (34 with tertiary and 19 with only mechanical treatment), n=36+29, 2004-2019, total concentration | DK | Miljøstyrelsen (2021)
[5 empty] | < 0,03 – 7.8 |  | world-wide literature study | Several | Luo et al. (2014)
|  |  |  | 0.267 |  |  | 7 samples | CH | Miropoll project (in Loos et al. 2012)
|  | LoQ: 0.09 | 0.22 | 0.34 | n.n. – 1.8 |  | total concentration | AT | Clara et al. (2009)
|  |  | 0.18 | 0.25 |  |  | 9 UWWTP, 1 year, older than 2020, total concentration | AT | Clara et al. (2012)
|  | variable LoQ | 0.017 | 0.086 | 0 – 0.93 |  | 257 UWWTP > 10.000 p.e., 2015/2016, data assessment: all values < LoQ set to 0, total concentrations | AT | Data base AT
|  | LOQ: 0.05 | 0.05 | 0.09 | < 0.05 – 0.34 |  | 56 UWWTPs with at least secondary treatment, 2013-14, found in 45 % of samples, total concentration | FI | Vieno (2014)
|  |  | 0.14 | 0.19 | 0.025 – 0.77 |  | 3 UWWTP (Baden-Württemberg), 2012/2013, total concentration | DE | Lambert et al. (2014)
|  | LoQ: 0.02 | < LoQ | 0.0004651 | 0 – 0.02 |  | 11 UWWTP, 2015-2019, found only in a few samples, total concentration | NL | Data base NL (2020)
|  | LoD: 0.024 | not found |  |  |  | 1 UWWTP (Flanders), total concentration | BE | VMM, Wastewater Monitoring Network, 2010-2019
LoQ: 0.048
|  | LoD: 0.002 | not found |  |  |  | 11 UWWTP (11 countries), n=11, 2019, not found > LoD, total concentration | RO, HR, CZ, SK, SI, RS, BG, HR, UA, AT, DE | Joint Danube Survey 4 (JDS4), ICPDR
LoQ: 0.006
|  |  |  | 0.364 |  |  | 3 UWWTP, total concentration | AT | Clara et al. (2005)
0.37
0.285
|  |  | 0.093 | 0.144 |  |  | 600 UWWTP, n=605, 2015-2020, total concentration | UK | UK data base (chemical-investigations-programme (CIP2))
|  |  | 0.2 |  |  |  | 162 UWWTP, 2010-2013, total concentration | UK | Gardner et al. (2014)
Di(2-ethylhexyl)-phthalate (DEHP) | 117-81-7 | LoQ: 0.1 | 1.7 | 3.12 | 0.05 – 12 | 141 | 49 UWWTP, n=999, 2017-2019, emission factor is based on median effluent concentrations of 49 UWWTPs (found in more than 50% of samples), total concentration | DE | Toshovski et al. (2020)
|  | LoQ: 1 | 0.5 | 0.79 | 0.2 – 62.7 | 25.1 | 481 UWWTP, n=2,655, 2018-2020, found in 8.9 % of samples, total concentration | FR | French Database “RSDE-STEU” (2020)
|  | LoD: 0.1 | 0.33 |  | 0 –27 |  | 34 UWWTP with tertiary treatment, n=149, 2006-2019, found in 70 % of samples, total concentration | DK | Miljøstyrelsen (2021)
|  | LoD: 0.1 | 6.3 |  | 0 – 81 |  | 19 small UWWTP with only mechanical treatment, n=102, 2008-2019, found in 94 % of samples, total concentration | DK | Miljøstyrelsen (2021)
|  | LoD: 0.000561 | not found |  |  |  | 11 UWWTP (11 countries), n=11, 2019, total concentration | RO, HR, CZ, SK, SI, RS, BG, HR, UA, AT, DE | Joint Danube Survey 4 (JDS4), ICPDR
LoQ: 0.0017
|  | LoD: 0.000561 | 0.013 | 0.094 | < 0.002 – 0.762 |  | 12 UWWTP (9 countries), n=12, 2017, found in 11 out of 12 samples, total concentration | RO, RS, HR, SK, SI, HU, CZ, AT, DE | SOLUTIONS EU FP7 project & ICPDR (2017) (Danube)
LoQ: 0.0017
|  | LOQ: 0.3 | 0.47 | 1.17 | < 0.3 – 20 | - | 58 UWWTPs with at least secondary treatment, 2013-14, found in 69 % of samples, total concentration | FI | Vieno (2014)
|  |  |  | < 2 |  |  |  | DE | Schütte et al. (2017)
[5 empty] | 0.0001 – 54 |  | world-wide literature study | Several | Luo et al. (2014)
|  | LoQ: 0.5 | < LoQ | 0.1474 | 0 – 3.2 |  | 17 UWWTP, 2015-2018, found in only a few samples (10 out of 94), total concentration | NL | Data base NL (2020)
|  | LoD: 0.19 | < LoQ | 0.322 | 0 – 15 |  | 17 UWWTP (Flanders), 33.3 % of values > LoD, total concentration | BE | VMM, Wastewater Monitoring Network, 2010-2019
LoQ: 0.38
|  |  | 0.24 | 0.32 | 0.05 – 2.3 |  | 3 UWWTP (Baden-Württemberg), 2012/2013, total concentration | DE | Lambert et al. (2014)
|  | LoQ: 0.12 – 0.26 | 0.5 | 1.6 | < LOD – 6.6 |  | total concentration | AT | Clara et al. (2009)
|  |  | 0.52 |  |  |  | 9 UWWTP, 1 year, older than 2010, total concentration | AT | Clara et al. (2012)
|  |  | 0.4377 | 0.6646 |  |  | 600 UWWTP, n=605, 2015-2020, total concentration | UK | UK data base (chemical-investigations-programme (CIP2))
|  |  | 0.78 |  |  |  | 162 UWWTP, 2010-2013, total concentration | UK | Gardner et al. (2014)
PFOS | 1763-23-1 | LoQ: 0.001 | 0.003 | 0.008 | 0.0005 – 0.82 | 0.2 | 49 UWWTP, n=1,000, 2017-2019, emission factor is based on median effluent concentrations of 49 UWWTPs (found in more than 50 % of samples), total concentration | DE | Toshovski et al. (2020)
|  | LoQ: 0.05 | 0.025 | 0.034 | 0.003 – 2.4 | 1.2 | 386 UWWTP, n=2,070, 2018-2020, found in 8.8 % of samples, total concentration | FR | French Database “RSDE-STEU” (2020)
|  | LoD: 0.001 | 0.0046 |  | 0 – 0.28 |  | 34 UWWTP with tertiary treatment, n=105, 2008-2019, found in 87 % of samples, total concentration | DK | Miljøstyrelsen (2021)
|  | LoD: 0.001 | 0.0014 |  | 0 – 0.082 |  | 19 small UWWTP with only mechanical treatment, n=74, 2008-2019, found in 53 % of samples, total concentration | DK | Miljøstyrelsen (2021)
|  | LoD: 0.0003 | < LoQ | 0.0695 | < LoD – 0.726 |  | 11 UWWTP (11 countries), n=11, 2019, found in 5 samples > LoQ, 6 values < LoD, total concentration | RO, HR, CZ, SK, SI, RS, BG, HR, UA, AT, DE | Joint Danube Survey 4 (JDS4), ICPDR
LoQ: 0.001
|  | LoD: 0.0003 | 0.015 | 0.016 | 0.002 – 0.042 |  | 12 UWWTP (9 countries), n=12, 2017, total concentration | RO, RS, HR, SK, SI, HU, CZ, AT, DE | SOLUTIONS EU FP7 project & ICPDR (2017) (Danube)
LoQ: 0.001
[5 empty] | 0.005 – 0.04 |  | 40 UWWTP (Baden-Württemberg), 2015-2016, total concentration | DE | Rau und Metzger (2017)
|  | LOQ: 0.005 | 0.005 | 0.026 | < 0.005 – 0.088 | - | 12 UWWTPs with at least secondary treatment, 2013-14, found in 50 % of samples, total concentration | FI | Vieno (2014)
|  |  |  | 0.007 |  |  |  |  | Maus et al. (2016)
|  |  |  | 0.013 |  |  | 2 UWWTP, total concentration | AT | Clara et al. (2014)
|  | LoD: 0.0005 | 0.0062 | 0.015 | 0.0005 – 0.12 |  | 8 UWWTP, 1 value out of 34 < LoQ, found in 33 out of 34 samples > LoQ, total concentration | AT | Clara et al. (2017)
LoQ: 0.001
[6 empty] | 1-8 µg per capita per day | 6 UWWTP, 2010-2013 | IT | Castiglioni et al. (2015)
[5 empty] | 0.016 – 0.303 |  | 7 UWWTD | CH | Huset et al. (2008)
|  |  | 0.0122 | 0.0625 | 2.101 (max) |  | Summary of analytical results for chemicals in EU UWWTP effluents (91 UWWTP) | Several | Loos et al. (2013)
|  | LoQ: 0.005 | < LoQ | 0.01926 | 0 – 0.43 |  | 40 UWWTP, 2015-2018, found in 74 samples out of 220, total concentration | NL | Data base NL (2020)
|  | LoD: 0.02 | < LoQ | 0.0371 | 0 – 3.75 |  | 18 UWWTP (Flanders), 6.9 % of values > LoD, total concentration | BE | VMM, Wastewater Monitoring Network, 2010-2019
LoQ: 0.1
|  |  |  | 0.114 |  |  | 7 samples | CH | Miropoll project (CH, in Loos et al. 2012)
|  |  | 0.0041 | 0.0227 |  |  | 600 UWWTP, n=605, 2015-2020, total concentration | UK | UK data base (chemical-investigations-programme (CIP2))
[5 empty] | 0.0073 – 0.017 |  | 2 UWWTP, 2006-2007 | SGP | Yu et al. (2009)
0.096 – 0.462
Fluoranthene | 206-44-0 | LoQ: 0.001 | 0.0021 | 0.0037 | 0.0005 – 0.11 | 0.2 | 49 UWWTP, n=999, 2017-2019, emission factor is based on median effluent concentrations of 49 UWWTPs (found in more than 50% of samples), total concentration | DE | Toshovski et al. (2020)
|  | LoQ: 0.2 | not found |  |  |  | total concentration | AT | Clara et al. (2009)
|  |  | not found |  |  |  | 1 facility (SORTIE STEP BELLECOMBE URBAIN) n=4, 1 value > LoQ, 2012, total concentration | FR | NORMAN data base (2021)
|  | LoQ: 0.01 | 0.005 | 0.0067 | 0.0025 – 2.75 | 0.2 | 480 UWWTP, n=2,648, 2018-2020, found in 5.2 % of samples, total concentration | FR | French Database “RSDE-STEU” (2020)
|  | LoD: 0.01 | < LoD |  | 0 – 0.24 |  | 34 UWWTP with tertiary treatment, n=377, 1998-2019, found in 14 % of samples, total concentration | DK | Miljøstyrelsen (2021)
|  | LoD: 0.01 | < LoD |  | 0 – 0.16 |  | 19 small UWWTP with only mechanical treatment, n=93, 2011-2019, found in 18 % of samples, total concentration | DK | Miljøstyrelsen (2021)
|  | LoD: 0.0022 |  | 0.000071 – 0.0023 | 0 – 0.005 |  | 8 UWWTP, not detected in 30 out of 31 samples and 1 out of 31 < LoQ), total concentration | AT | Clara et al. (2017)
LoQ: 0.005
|  | LoQ: 0.005 | < LoQ | 0.0005195 | 0 – 0.02 |  | 22 UWWTP, 2015-2018, found in only a few samples (2 out of 77), total concentration | NL | Data base NL (2020)
|  | LoD: 0.025 | < LoQ | 0.00797 | 0 – 1.5 |  | 121 UWWTP (Flanders), 4.3 % of values > LoD, total concentration | BE | VMM, Wastewater Monitoring Network, 2010-2019
LoQ: 0.04
|  |  | 0.003 | 0.003 | 0.002 – 0.005 |  | 3 UWWTP (Baden-Württemberg), 2012/2013, total concentration | DE | Lambert et al. (2014)
|  |  | 0.0088 | 0.0126 |  |  | 600 UWWTP, n=605, 2015-2020, total concentration | UK | UK data base (chemical-investigations-programme (CIP2))
|  |  | 0.0063 |  |  |  | 162 UWWTP, 2010-2013, total concentration | UK | Gardner et al. (2014)
Diuron | 330-54-1 | LoQ: 0.01 | 0.016 | 0.023 | 0.005 – 0.59 | 1.3 | 49 UWWTP, n=1,000, 2017-2019, emission factor is based on median effluent concentrations of 49 UWWTPs (found in more than 50 % of samples), total concentration | DE | Toshovski et al. (2020)
|  | LoQ: 0.001 | 0.015 | 0.017 | < 0.001 – 0.05 |  | 11 UWWTP (11 countries), n=11, 2019, found in 8 samples, 3 values < LoD, total concentration | RO, HR, CZ, SK, SI, RS, BG, HR, UA, AT, DE | Joint Danube Survey 4 (JDS4), ICPDR
|  | LoQ: 0.001 | 0.004 | 0.016 | < 0.001 – 0.074 |  | 12 UWWTP (9 countries), n=12, 2017, found in 11 out of 12 samples, total concentration | RO, RS, HR, SK, SI, HU, CZ, AT, DE | SOLUTIONS EU FP7 project & ICPDR (2017) (Danube)
|  | LoQ: 0.05 | 0.036 | 0.087 | 0.01 – 50 | 1.6 | 480 UWWTP, n=2,659, 2018-2020, found in 28% of samples, total concentration | FR | French Database “RSDE-STEU” (2020)
|  | LOQ: 0.005 | - | 0.0077 | < 0.005 – 0.01 | - | 59 UWWTPs with at least secondary treatment, 2013-14, found in 12 % of samples, total concentration | FI | Vieno (2014)
|  | LoQ: 0.0063 – 0.015 | 0.041 | 0.06 | n.n. – 0.21 |  | total concentration | AT | Clara et al. (2009)
|  |  |  | 0.094 |  |  | 2 UWWTP, total concentration | AT | Clara et al. (2014)
|  | variable LoQ | 0.024 | 0.055 | 0 – 0.82 |  | 249 UWWTP > 10.000 p.e., 2015/2016, data assessment: all values <LoQ set to 0, total concentrations | AT | Data base AT
|  |  |  | 0.32. |  |  | 30 UWWTP (Andalusia), 2011 | ES | Barco-Bonilla et al. (2013)
[5 empty] | 0.002 – 2.53 |  | world-wide literature study | several | Luo et al. (2014)
|  |  | 0.014 |  | n.n. – 6.6 |  | 92 UWWTP (Saxony), 2001-2010 | DE | Engelmann et al. (2016)
|  |  | 0.059 | 0.073 | 0.03 – 0.3 |  | 3 UWWTP (Baden-Württemberg), 2012/2013, total concentration | DE | Lambert et al. (2014)
|  |  |  | 0.127 |  |  | 3 UWWTP (Catalonia), 2007-2009 | ES | Köck-Schulmeyer et al. (2013)
|  |  |  | 0.07±0.041 |  |  | 1 UWWTP, 2009-2010 | CH | Margot et al. (2013)
|  |  | 0.04 | 0.073 |  |  | 9 UWWTP, 1 year, older than 2010, total concentration | AT | Clara et al. (2012)
|  |  |  | 0.19±0.23 |  |  | 1 UWWTP, 2009 | CH | Morasch et al. (2010)
|  |  | 0.0116 | 0.0617 | 1.426 (max) |  | Summary of analytical results for chemicals in EU UWWTP effluents (91 UWWTP) | Several | Loos et al. (2013)
|  | LoQ: 0.02 | < LoQ | 0.01687 | 0 – 0.32 | 1.2 | 32 UWWTP, 2015-2018, total concentration | NL | Data base NL (2020)
|  | LoD: 0.05 | < LoQ | 0.315 | 0 – 74 |  | 38 UWWTP (Flanders), 36.1 % of values > LoD, total concentration | BE | VMM, Wastewater Monitoring Network, 2010-2019
LoQ: 0.1
|  |  |  | 1.379 |  |  | 7 samples | CH | Miropoll project (CH, in Loos et al. 2012)
|  |  |  | 0.025±0.004 |  |  | 2 UWWTP (Koblenz), 2009 | DE | Wick et al. (2010)
0.182±0.015
Isoproturone | 34123-59-6 | LoQ: 0.01 | 0.019 | 0.047 | 0.005 –5.2 | 1.6 | 49 UWWTP, n=1,000, 2017-2019, emission factor is based on median effluent concentrations of 49 UWWTPs (found in more than 50 % of samples), total concentration | DE | Toshovski et al. (2020)
|  | LoQ: 0.05 | 0.025 | 0.04 | 0.01 – 21.4 | 1.1 | 480 UWWTP, n=2,656, 2018-2020, found in 2.7 % of samples, total concentration | FR | French Database “RSDE-STEU” (2020)
|  | LoQ: 0.0005 | < LoQ | 0.009 | < LoQ – 0.037 |  | 11 UWWTP (11 countries), n=11, 2019, more than 50 % of values (6) < LoD, total concentration | RO, HR, CZ, SK, SI, RS, BG, HR, UA, AT, DE | Joint Danube Survey 4 (JDS4), ICPDR
|  | LoQ: 0.0005 | 0.006 | 0.012 | < 0.0005 – 0.038 |  | 12 UWWTP (9 countries), n=12, 2017, found in 11 out of 12 samples, total concentration | RO, RS, HR, SK, SI, HU, CZ, AT, DE | SOLUTIONS EU FP7 project & ICPDR (2017) (Danube)
|  |  |  | 0.084 |  |  | 88 UWWTP (Saxony), 2001-2010, | DE | Engelmann (2016)
|  | LoQ: 0.0092 – 0.026 |  | 0.012 | n.n. – 0.05 |  | total concentration | AT | Clara et al. (2009)
[5 empty] | 0.0063 – 0.031 |  | 2 UWWTP, total concentration | AT | Clara et al. (2014)
|  |  |  | 0.05 |  |  | 30 UWWTP (Andalusia), 2011 | ES | Barco-Bonilla et al. (2013)
|  |  | 0.056 | 0.059 | 0.005 – 0.16 |  | 3 UWWTP (Baden-Württemberg), 2012/2013, total concentration | DE | Lambert et al. (2014)
|  |  | 0.009 |  | n.n. – 15 |  | 92 UWWTP (Saxony), 2001-2010 | DE | Engelmann et al. (2016)
|  |  |  | 0.039±0.032 |  |  | 1 UWWTP, 2009-2010 | CH | Margot et al. (2013)
|  |  |  | 0.013 |  |  | 3 UWWTP (Catalonia), 2007-2009 | ES | Köck-Schulmeyer et al. (2013)
|  |  | 0.022 |  |  |  | 9 UWWTP, 1 year, total concentration | AT | Clara et al. (2012)
|  |  |  | 0.34±0.47 |  |  | 1 UWWTP, 2009 | CH | Morasch et al. (2010)
|  | LoQ: 0.01 | < LoQ | 0.003576 | 0 – 0.16 | 1.6 | 33 UWWTP, 2015-2018, total concentration | NL | Data base NL (2020)
|  | LoD: 0.05 | < LoQ | 0.0892 | 0 – 20.8 |  | 38 UWWTP (Flanders), 10.1 % of values > LoD, total concentration | BE | VMM, Wastewater Monitoring Network, 2010-2019
LoQ: 0.1
|  |  | 0.0004 | 0.0101 | 0.27 (max) |  | Summary of analytical results for chemicals in EU UWWTP effluents | Several | Loos et al. (2013)
|  |  |  | 0.058±0.005 |  |  | 2 UWWTP (Koblenz), 2009 | DE | Wick et al. (2010)
0.05±0.002
Terbutryne | 886-50-0 | LoQ: 0.01 | 0.035 | 0.044 | 0.005 – 0.29 | 2.9 | 49 UWWTP, n=1,000, 2017-2019, emission factor is based on median effluent concentrations of 49 UWWTPs (found in more than 50 % of samples), total concentration | DE | Toshovski et al. (2020)
|  | LoQ: 0.0007 | 0.017 | 0.031 | 0.002 – 0.107 |  | 12 UWWTP (9 countries), n=12, 2017, found in all samples, total concentration | RO, RS, HR, SK, SI, HU, CZ, AT, DE | SOLUTIONS EU FP7 project & ICPDR (2017) (Danube)
|  | LoQ: 0.0007 | 0.019 | 0.0342 | < Lod – 0.079 |  | 11 UWWTP (11 countries), n=11, 2019, only 1 value < LoD, total concentration | RO, HR, CZ, SK, SI, RS, BG, HR, UA, AT, DE | Joint Danube Survey 4 (JDS4), ICPDR
|  | LoQ: 0.1 | 0.05 | 0.05 | 0.005 – 0.512 | 2.1 | 479 UWWTP, n=2,655, 2018-2020, found in 5.5 % of samples, total concentration | FR | French Database “RSDE-STEU” (2020)
|  |  |  | 0.19 |  |  |  |  | Schütte et al. (2017)
[5 empty] | 0.029 – 0.095 |  | 40 UWWTP (Baden-Württemberg), 2015-2016 | DE | Rau und Metzger (2017)
|  |  |  | 0.041 |  |  | 94 UWWTP (Saxony), 2001-2010 | DE | Engelmann (2016)
|  | LoD: 0.025 |  | 0.0078 – 0.033 | 0 – 0.05 |  | 8 UWWTP, not detected in 22 out of 32 samples and 10 out of 32 values < LoQ, total concentration | AT | Clara et al. (2017)
LoQ: 0.05
|  | LOQ: 0.01 | < 0.01 | <0.01 | < 0.01 – 0.02 |  | 12 UWWTPs with at least secondary treatment, 2013-14, found in 8 % of samples, total concentration | FI | Vieno (2014)
|  |  |  | 0.054 |  |  |  |  | Maus et al. (2016)
|  |  | 0.024 |  | n.n. – 0.64 |  | 94 UWWTP (Saxony), 2001-2010 | DE | Engelmann et al. (2016)
|  |  |  | 0.019±0.016 |  |  | 1 UWWTP, 2009-2010 | CH | Margot et al. (2013)
|  | LoQ: 0.01 | < LoQ | 0.00307 | 0 – 0.07 | 0.389 | 32 UWWTP, 2015-2018, total concentration | NL | Data base NL (2020)
|  | LoD: 0.025 | < LoQ | 0.0135 | 0 – 6.3 | - | 35 UWWTP (Flanders), 6.4 % of values > LoD, total concentration | BE | VMM, Wastewater Monitoring Network, 2010-2019
LoQ: 0.05
|  |  |  | 0.39±0.53 |  | - | 1 UWWTP, 2009 | CH | Morasch et al. (2010)
|  |  |  | 0.028±0.004 |  | - | 2 UWWTP (Koblenz), 2009 | DE | Wick et al. (2010)
0.0123±0.007
4-tert.-Octylphenol | 140-66-9 | LoQ: 0.005–2 | not found |  |  |  | 2015-2018, total concentration | NL | Data base NL (2020)
|  | LoQ: 0.08 | not found |  |  |  | total concentration | AT | Clara et al. (2009)
|  | LoQ: 0.1 | 0.05 | 1.18 | 0.005 – 2686 | 2.1 | 480 UWWTP, n=2,657, 2018-2020, found in 1.7 % of samples, total concentration | FR | French Database “RSDE-STEU” (2020)
|  | LoD: 0.05 | < LoQ | 0.00661 | 0 – 0.38 |  | 21 UWWTP (Flanders), 5.4 % of values > LoD, total concentration | BE | VMM, Wastewater Monitoring Network, 2010-2019
LoQ: 0.1
|  | LoQ: 0.025 |  |  |  |  | 3 UWWTP (Baden-Württemberg), 2012/2013, found in only a few samples (4 out of 23), total concentration | DE | Lambert et al. (2014)
|  | LoQ: 0.02 | < LoQ | < LoQ | < LoQ – 0.2 |  | 49 UWWTP, n=1,000, 2017-2019, found in 27% of 1,000 values > LoQ), total concentration | DE | Toshovski et al. (2020)
|  |  | 0.05 | 0.043 |  |  | 600 UWWTP, n=605, 2015-2020, total concentration | UK | UK data base (chemical-investigations-programme (CIP2))
Benzo[a]pyrene | 50-32-8 | LoQ: 0.00001 – 0.2 | not found |  |  |  | 2015-2018, total concentration | NL | Data base NL (2020)
|  | LoQ: 0.05 | not found |  |  |  | total concentration | AT | Clara et al. (2009)
|  | LoQ: 0.01 | not found |  |  |  | 1 facility (SORTIE STEP BELLECOMBE URBAIN) n=4, 2012, total concentration | FR | NORMAN data base (2021)
|  | LoQ: 0.01 | 0.005 | 0.005 | 0.0005 – 0.74 | 0.2 | 480 UWWTP, n=2,653, 2018-2020, found in 2.0 % of samples, total concentration | FR | French Database “RSDE-STEU” (2020)
|  | LoD: 0.01 | < LoD |  | 0 – 0.09 |  | 34 UWWTP with tertiary treatment, n=367, 1998-2019, found in 7.1 % of samples, total concentration | DK | Miljøstyrelsen (2021)
|  | LoD: 0.01 | 0.77 |  | 0 – 260 |  | 19 small UWWTP with only mechanical treatment, n=93, 2011-2019, found in 69 % of samples, total concentration | DK | Miljøstyrelsen (2021)
|  | LoD: 0.0004 |  | 0.00011 – 0.0005 | 0 – 0.0029 | - | 8 UWWTP, found in only a few samples; not detected in 29 out of 31 samples, 1 out of 31 values < LoQ, 1 out of 31 values > LoQ, total concentration | AT | Clara et al. (2017)
LoQ: 0.001
|  | LoQ: 0.005 |  |  |  |  | 3 UWWTP (Baden-Württemberg), 2012/2013, found in only a few samples (1 out of 17), total concentration | DE | Lambert et al. (2014)
|  | LoQ: 0.0005 | < LoQ | 0.0007 | < LoQ – 0.057 |  | 49 UWWTP, n=1,000, 2017-2019, found in only 33 % of 1,000 values > LoQ, total concentration | DE | Toshovski et al. (2020)
|  | LoD: 0.025 | < LoQ | 0.00286 | 0 – 0.86 |  | 121 UWWTP (Flanders), 2.0 % of values > LoD, total concentration | BE | VMM, Wastewater Monitoring Network, 2010-2019
LoQ: 0.04
|  |  | 0.00376 | 0.00583 |  |  | 600 UWWTP, n=605, 2015-2020, total concentration | UK | UK data base (chemical-investigations-programme (CIP2))
|  |  | 0.0011 |  |  |  | 162 UWWTP, 2010-2013, total concentration | UK | Gardner et al. (2014)
Benzo[b]fluoranthene | 205-99-2 | LoQ: 0.00002 – 0.1 | not found |  |  |  | 2015-2018, total concentration | NL | Data base NL (2020)
|  | LoQ: 0.03 | not found |  |  |  | total concentration | AT | Clara et al. (2009)
|  | LoQ: 0.005 |  |  | < LoQ – 0.005 |  | 1 facility (SORTIE STEP BELLECOMBE URBAIN) n=4, 1 value > LoQ, 2012, total concentration | FR | NORMAN data base (2021)
|  | LoQ 0.005 | 0.0025 | 0.004 | 0.0025 – 2 |  | 477 UWWTP, n=2,622, 2018-2020, found in 4.2 % of samples, total concentration | FR | French Database “RSDE-STEU” (2020)
|  | LoD: 0.00086 |  | 0.00013 – 0.00094 | 0 – 0.0032 |  | 8 UWWTP, found in only a few samples, not detected in 29 out of 31 samples, 1 out of 31 values < LoQ, 1 out of 31 values > LoQ, total concentration | AT | Clara et al. (2017)
LoQ: 0.001
|  | LoQ: 0.005 |  |  |  |  | 3 UWWTP (Baden-Württemberg), 2012/2013, found in only a few samples (4 out of 17), total concentration | DE | Lambert et al. (2014)
|  | LoD: 0.025 | < LoQ | 0.0042 | 0 – 0.89 |  | 121 UWWTP (Flanders), 4.3 % of values > LoD, total concentration | BE | VMM, Wastewater Monitoring Network, 2010-2019
LoQ: 0.04
|  | LoQ: 0.001 | < LoQ | 0.001 | < LoQ – 0.083 |  | 49 UWWTP, n=1,000, 2017-2019, found in only 15 % of values > LoQ, total concentration | DE | Toshovski et al. (2020)
Benzo[g,h,i]perylene | 191-24-2 | LoQ: 0.00002 – 0.2 | not found |  |  |  | 2015-2018, total concentration | NL | Data base NL (2020)
|  | LoQ: 0.005 | not found |  |  |  | 1 facility (SORTIE STEP BELLECOMBE URBAIN) n=4, 2012, total concentration | FR | NORMAN data base (2021)
|  | LoQ: 0.005 | 0.025 | 0.44 | 0.0025 – 726 | 0.1 | 477 UWWTP, n=2,622, 2018-2020, found in 2.4 % of samples, total concentration | FR | French Database “RSDE-STEU” (2020)
|  | LoQ: 0.002 |  |  |  |  | found only in 1 sample out of 15, total concentration | AT | Clara et al. (2009)
|  | LoD: 0.01 | < LoD |  | 0 – 0.08 |  | 53 UWWTP with tertiary treatment, n=374, 1998-2019, found in 7.5 % of samples, total concentration | DK | Miljøstyrelsen (2021)
|  | LoD: 0.01 | 0.02 |  | 0 – 0.29 |  | 19 small UWWTP with only mechanical treatment, n=99, 2011-2019, found in 69 % of samples, total concentration | DK | Miljøstyrelsen (2021)
|  | LoD: 0.00059 |  | 0.00049 – 0.001 | 0 – 0.013 |  | 8 UWWTP, found in only a few samples, not detected in 28 out of 31 samples, 1 out of 31 values < LoQ, 2 out of 31 values > LoQ, total concentration | AT | Clara et al. (2017)
LoQ: 0.001
|  | LoQ: 0.0005 |  |  |  |  | 3 UWWTP Baden-Württemberg), 2012/2013, found in only a few samples; (5 out of 17), total concentration | DE | Lambert et al. (2014)
|  | LoD: 0.025 | < LoQ | 0.00178 | 0 – 0.4 |  | 121 UWWTP (Flanders), 1.9 % of values > LoD, total concentration | BE | VMM, Wastewater Monitoring Network, 2010-2019
LoQ: 0.04
|  | LoQ: 0.0005 | < LoQ | 0.0006 | < LoQ – 0.05 |  | 49 UWWTP, n=1,000, 2017-2019, found in only 27 % of 1,000 values > LoQ, total concentration | DE | Toshovski et al. (2020)
|  |  |  | 0.001 |  |  |  | UK | Gardner et al. (2014)
Indeno[1,2,3-cd]-pyrene | 193-39-5 | LoQ: 0.00002 – 0.2 | not found |  |  |  | 2015-2018, total concentration | NL | Data base NL (2020)
|  | LoQ: 0.002 | not found |  |  |  | total concentration | AT | Clara et al. (2009)
|  | LoQ: 0.005 | not found |  |  |  | 1 facility (SORTIE STEP BELLECOMBE URBAIN) n=4, 2012, total concentration | FR | NORMAN data base (2021)
|  | LoQ: 0.005 | 0.0025 | 0.008 | 0.0025 – 9.2 | 0.1 LoQ: 0.002 µg/l; | 477 UWWTP, n=2,622, 2018-2020, found in 2.1 % of samples, total concentration | FR | French Database “RSDE-STEU” (2020)
|  | LoD: 0.01 | < LoD |  | 0 – 0.06 |  | 34 UWWTP with tertiary treatment, n=374, 1998-2019, found in 7.2 % of samples, total concentration | DK | Miljøstyrelsen (2021)
|  | LoD: 0.01 | 0.066 |  | 0 – 3.1 |  | 19 small UWWTP with only mechanical treatment, n=93, 2011-2019, found in 63 % of samples, total concentration | DK | Miljøstyrelsen (2021)
|  | LoD: 0.00057 |  | 0.00017 – 0.00069 | 0 – 0.0022 |  | 8 UWWTP, found in only a few samples, not detected in 27 out of 31 samples, 2 out of 31 values < LoQ, 2 out of 31 values > LoQ, total concentration | AT | Clara et al. (2017)
LoQ: 0.001
|  | LoD: 0.0005 |  |  |  |  | 3 UWWTP (Baden-Württemberg), 2012/2013, found in only a few samples (8 out of 17), total concentration | DE | Lambert et al. (2014)
|  | LoD: 0.025 | < LoQ | 0.00198 | 0 – 0.61 |  | 121 UWWTP (Flanders), 1.9 % of values > LoD, total concentration | BE | VMM, Wastewater Monitoring Network, 2010-2019
LoQ: 0.04
|  | LoQ: 0.0005 | < LoQ | 0.0006 | < LoQ – 0.053 |  | 49 UWWTP, n=1,000, 2017-2019, found in only 23% of 1,000 values > LoQ, total concentration | DE | Toshovski et al. (2020)
|  |  |  | 0.0014 |  |  |  | UK | Gardner et al. (2014)
Naphthalene | 91-20-3 | LoQ: 0.001-10 |  |  |  |  | 2015-2018, found in only a few samples (2 out of 85), total concentration | NL | Data base NL (2020)
|  | LoQ: 0.05 | not found |  |  |  | total concentration | AT | Clara et al. (2009)
|  | LoQ: 0.005 |  |  | < LoQ – 0.083 |  | 1 facility (SORTIE STEP BELLECOMBE URBAIN) n=4, found in only 1 sample, 2012, total concentration | FR | NORMAN data base (2021)
|  | LoQ: 0.05 | 0.025 | 0.027 | 0.005 – 3.15 | 1.1 | 480 UWWTP, n=2,652, 2018-2020, found in 3.8 % of samples, total concentration | FR | French Database “RSDE-STEU” (2020)
|  | LoD: 0.01 – 0.05 | < LoD |  | 0 – 0.31 |  | 34 UWWTP with tertiary treatment, n=1655, 2004-2019, found in 37 % of samples, total concentration | DK | Miljøstyrelsen (2021)
|  | LoD: 0.01 | 0.02 |  | 0 – 0.29 |  | 19 small UWWTP with only mechanical treatment, n=99, 2011-2019, found in 69 % of samples, total concentration | DK | Miljøstyrelsen (2021)
|  | LoD: 0.002 | 0.01 | 0.01 – 0.012 | 0 – 0.054 |  | 8 UWWTP, not detected in 8 out of 31 samples, 6 out of 31 values < LoQ, found in 17 out of 31 samples > LoQ), total concentration | AT | Clara et al. (2017)
|  | LoQ: 0.01 |  |  |  |  | 3 UWWTP (Baden-Württemberg), 2012/2013, found in 11 of 17 samples, total concentration | DE | Lambert et al. (2014)
|  | LoD: 0.04 | < LoQ | 0.0184 | 0 – 1.72 |  | 121 UWWTP (Flanders), 8.8 % of values > LoD, total concentration | BE | VMM, Wastewater Monitoring Network, 2010-2019
|  | LoQ: 0.001 | < LoQ | 0.01 | < LoQ – 0.065) |  | 49 UWWTP, n=1,000, 2017-2019, found in only 43 % of 1,000 values > LoQ, total concentration | DE | Toshovski et al. (2020)
Category B substances (see chapter 3, page 6 in this document)
Benzo[k]fluoranthene | 207-08-9 | LoQ: 0.00001 – 0.2 | not found |  |  |  | 2015-2018, total concentration | NL | Data base NL (2020)
|  | LoQ: 0.03 | not found |  |  |  | total concentration | AT | Clara et al. (2009)
|  | LoQ: 0.005 | not found |  |  |  | 1 facility (SORTIE STEP BELLECOMBE URBAIN) n=4, 2012, total concentration | FR | NORMAN data base (2021)
|  | LoQ: 0.005 | 0.0025 | 0.063 | 0.0025 – 55 | 0.1 | 477 UWWTP, n=2,621, 2018-2020, found in 2.1 % of samples, total concentration | FR | French Database “RSDE-STEU” (2020)
|  | LoD: 0.00044 |  | 0.00014 – 0.00055 | 0 – 0.003 |  | 8 UWWTP, not detected in 29 out of 31 samples, found in only a few samples (2 out of 31) > LoQ, total concentration | AT | Clara et al. (2017)
|  | LoD: 0.025 | < LoQ | 0.00152 | 0 – 0.43 |  | 121 UWWTP (Flanders), 1.6 % of values > LoD, total concentration | BE | VMM, Wastewater Monitoring Network, 2010-2019
|  | LoQ: 0.005 | not found |  |  |  | 3 UWWTP (Baden-Württemberg), 2012/2013, total concentration | DE | Lambert et al. (2014)
|  | LoQ: 0.001 |  |  |  |  | 49 UWWTP, n=1,000, 2017-2019, found in only a few samples (46 out of 1,000), total concentration | DE | Toshovski et al. (2020)
Anthracene | 120-12-7 | LoQ: 0.00001 – 0.1 | not found |  |  |  | 2015-2018, total concentration | NL | Data base NL (2020)
|  | LoQ: 0.05 | not found |  |  |  | total concentration | AT | Clara et al. (2009)
|  | LoQ: 0.02 | not found |  |  |  | 1 facility (SORTIE STEP BELLECOMBE URBAIN) n=4, 2012, total concentration | FR | NORMAN data base (2021)
|  | LoQ: 0.01 | 0.005 | 0.12 | 0.0025 – 55 | 0.2 | 480 UWWTP, n=2,654, 2018-2020, found in 1.5 % of samples, total concentration | FR | French Database “RSDE-STEU” (2020)
|  | LoD: 0.01 | < LoD |  | 0 – 0.07 |  | 34 UWWTP with tertiary treatment, n=375, 1998-2019, found in 11 % of samples, total concentration | DK | Miljøstyrelsen (2021)
|  | LoD: 0.01 | < LoD |  | 0 – 0.71 |  | 19 small UWWTP with only mechanical treatment, n=93, 2011-2019, found in 27 % of samples, total concentration | DK | Miljøstyrelsen (2021)
|  | LoD: 0.00049 |  | 0.000032 – 0.0016 | 0 – 0.018 |  | 8 UWWTP, not detected in 29 out of 31 samples, found in 2 out of 31 samples > LoQ, total concentration | AT | Clara et al. (2017)
|  | LoD: 0.025 | < LoQ | 0.00121 | 0 – 0.33 |  | 121 UWWTP (Flanders), 2.0 % of values > LoD, total concentration | BE | VMM, Wastewater Monitoring Network, 2010-2019
|  | LoQ: 0.005 |  |  |  |  | 3 UWWTP (Baden-Württemberg), 2012/2013, found in only a few samples (1 out of 17), total concentration | DE | Lambert et al. (2014)
|  | LoQ: 0.001 |  |  |  |  | 49 UWWTP, n=1,000, 2017-2019, found in only a few samples (38 out of 999), total concentration | DE | Toshovski et al. (2020)
Atrazine | 1912-24-9 | LoQ: 0.001 – 2 |  |  |  |  | 2015-2018, found in only a few samples (9 out of 158), total concentration | NL | Data base NL (2020)
|  | LoQ: 0.0084 – 0.24 |  |  |  |  | found in only a few samples (4 out of 33 samples > LoQ), total concentration | AT | Clara et al. (2009)
|  | LoQ: 0.001 | < LoQ | 0.00145 | < LoD – 0.008 |  | 11 UWWTP (11 countries), n=11, 2019, only 3 values > LoD, total concentration | RO, HR, CZ, SK, SI, RS, BG, HR, UA, AT, DE | Joint Danube Survey 4 (JDS4), ICPDR
|  | LoQ: 0.001 | 0.008 | 0.009 | < 0.001 – 0.017 |  | 12 UWWTP (9 countries), n=12, 2017, found in 11 of 12 samples, total concentration | RO, RS, HR, SK, SI, HU, CZ, AT, DE | SOLUTIONS EU FP7 project & ICPDR (2017) (Danube)
|  | LoQ: 0.01 |  |  |  |  | 3 UWWTP (Baden-Württemberg), 2012/2013, found in only a few samples (3 out of 23), total concentration | DE | Lambert et al. (2014)
|  | LoD: 0.025 | < LoQ | 0.0191 | 0 – 14.3 |  | 38 UWWTP (Flanders), 3.5 % of values > LoD, total concentration | BE | VMM, Wastewater Monitoring Network, 2010-2019
|  | LoQ: 0.01 |  |  |  |  | 49 UWWTP, n=1,000, 2017-2019, found in only a few samples (41 out of 1,000), total concentration | DE | Toshovski et al. (2020)
|  | LoQ: 0.03 | not found |  |  |  | 1 facility (SORTIE STEP BELLECOMBE URBAIN) n=4, 2012, total concentration | FR | NORMAN data base (2021)
|  | varying LoQ | 0.0022 | 0.0042 |  |  | Summary of analytical results for chemicals in EU UWWTP effluents | EU | Loos et al. (2013)
Hexabromocyclododecanes (HBCDD) | - |  | not found |  |  |  | 2015-2018, total concentration | NL | Data base NL (2020)
|  | LoD: 0.025 | not found |  |  |  | 8 UWWTP, total concentration | AT | Clara et al. (2017)
|  | LoD: 0.1 | not found |  |  |  | 17 UWWTP (Flanders), 0 % of values > LoD, total concentration | BE | VMM, Wastewater Monitoring Network, 2010-2019
|  | LoQ: 0.005 |  |  |  |  | 49 UWWTP, n=1,000, 2017-2019, found in only a few samples (8 out of 1,000), total concentration | DE | Toshovski et al. (2020)
|  | LoQ: 0.0016 | 0.005676 | 0.009 |  |  | 600 UWWTP, n=605, 2015-2020, total concentration | UK | UK data base (chemical-investigations-programme (CIP2))
Cybutryne | 28159-98-0 |  | not found |  |  |  | 2015-2018, total concentration | NL | Data base NL (2020)
|  | LoD: 0.025 | not found |  |  |  | 8 UWWTP, total concentration | AT | Clara et al. (2017)
|  | LoD: 0.01 | not found |  |  |  | 35 UWWTP (Flanders), 0 % of values > LoD, total concentration | BE | VMM, Wastewater Monitoring Network, 2010-2019
|  | LoQ: 0.0003 |  |  | < LoD – 0.002 |  | 11 UWWTP (11 countries), n=11, 2019, only one vale > LoD, total concentration | RO, HR, CZ, SK, SI, RS, BG, HR, UA, AT, DE | Joint Danube Survey 4 (JDS4), ICPDR
|  | LoQ: 0.0003 |  |  | < LoD – 0.0008 |  | 12 UWWTP (9 countries), n=12, 2017, found in only one sample > LoQ (0.002 µg/L), total concentration | RO, RS, HR, SK, SI, HU, CZ, AT, DE | SOLUTIONS EU FP7 project & ICPDR (2017) (Danube)
|  | LoQ: 0.025 | 0.0125 | 0.012 | 0.005 – 0.060 | 0.5 | 386 UWWTP, n=2,129, 2018-2020, found in 1.1 % of samples, total concentration | FR | French Database “RSDE-STEU” (2020)
|  | LoQ: 0.005 |  |  |  |  | 49 UWWTP, n=1,000, 2017-2019, found in only a few samples (35 out of 1,000), total concentration | DE | Toshovski et al (2020)
Heptachlor | 76-44-8 | LoD: 0.0001 – 0.05 | not found |  |  |  | 2015-2018, total concentration | NL | Data base NL (2020)
|  | LoD: 0.004 | not found |  |  |  | total concentration | AT | Clara et al. (2009)
|  | LoQ: 0.020 | 0.01 | 0.015 | 0.0025 – 10 | 0.4 | 478 UWWTP, n=2,647, 2018-2020, found in 0.8 % of samples, total concentration | FR | French Database “RSDE-STEU” (2020)
|  | LoD: 0.05 | not found |  |  |  | 17 UWWTP (Flanders), total concentration | BE | VMM, Wastewater Monitoring Network, 2010-2019
|  | LoQ: 0.004 | not found |  |  |  | 49 UWWTP, n=1,000, 2017-2019, total concentration | DE | Toshovski et al. (2020)
Dichlorvos | 62-73-7 | LoQ: 0.0001 – 0.05 | not found |  |  |  | 2015-2018, total concentration | NL | Data base NL (2020)
|  | LoD: 0.025 | not found |  |  |  | 8 UWWTP, total concentration | AT | Clara et al. (2017)
|  | LoQ: 0.02 | not found |  |  |  | 12 UWWTP (9 countries), n=12, 2017, total concentration | RO, RS, HR, SK, SI, HU, CZ, AT, DE | SOLUTIONS EU FP7 project & ICPDR (2017) (Danube)
|  | LoQ: 0.001 | not found |  |  |  | 11 UWWTP (11 countries), n=11, 2019, total concentration | RO, HR, CZ, SK, SI, RS, BG, HR, UA, AT, DE | Joint Danube Survey 4 (JDS4), ICPDR
|  | LoQ: 0.05 | 0.025 | 0.025 | 0.010 – 0.060 | 1.1 | 478 UWWTP, n=2,650, 2018-2020, found in 0.8 % of samples, total concentration | FR | French Database “RSDE-STEU” (2020)
|  | LoQ: 0.01 |  |  |  |  | 49 UWWTP, n=1,000, 2017-2019, found in only a few samples (4 out of 1,000), total concentration | DE | Toshovski et al. (2020)
|  | LoD: 0.01 |  |  |  |  | 23 UWWTP (Flanders), 0.2 % of values > LoD, total concentration | BE | VMM, Wastewater Monitoring Network, 2010-2019
Dicofol | 115-32-2 | LoQ: 0.001 – 0.1 | not found |  |  |  | 2015-2018, total concentration | NL | Data base NL (2020)
|  | LoQ: 0.05 | 0.025 | 0.03 | 0.010 – 10 | 1.1 | 478 UWWTP, n=2,646, 2018-2020, found in 0.8 % of samples, total concentration | FR | French Database “RSDE-STEU” (2020)
|  | LoD: 0.0005 |  | 0.000097 – 0.00058 | 0 – 0.0031 |  | 8 UWWTP, not detected in 31 out of 32 samples, found in only 1 sample (1 out of 32) > LoQ), total concentration | AT | Clara et al. (2017)
|  | LoD: 0.025 | not found |  |  |  | 16 UWWTP (Flanders), total concentration | BE | VMM, Wastewater Monitoring Network, 2010-2019
|  | LoD: 0.002 | not found |  |  |  | 11 UWWTP (11 countries), n=11, 2019, total concentration | RO, HR, CZ, SK, SI, RS, BG, HR, UA, AT, DE | Joint Danube Survey 4 (JDS4), ICPDR
|  | LoQ: 0.02 | not found |  |  |  | 49 UWWTP, n=1,000, 2017-2019, total concentration | DE | Toshovski et al. (2020)
Cypermethrin | 52315-07-8 | LoQ: 0.003 – 0.06 | not found |  |  |  | 2015-2018, total concentration | NL | Data base NL (2020)
|  | LoD: 0.0005 | not found |  |  |  | 8 UWWTP, total concentration | AT | Clara et al. (2017)
|  | LoD: 0.05 | not found |  |  |  | 16 UWWTP (Flanders), total concentration | BE | VMM, Wastewater Monitoring Network, 2010-2019
|  | LoQ: 0.005 | not found |  |  |  | 49 UWWTP, n=1,000, 2017-2019, total concentration | DE | Toshovski et al. (2020)
|  | LoQ: 0.00031 | < LoQ | 0.000329 | < LoQ – 0.00166 |  | 11 UWWTP (11 countries), n=11, 2019, only3 values > LoQ, large volume solid-phase extraction, total concentration | RO, HR, CZ, SK, SI, RS, BG, HR, UA, AT, DE | Joint Danube Survey 4 (JDS4), ICPDR
|  | LoQ: 0.02 | 0.01 | 1.77 | 0.010 – 3400 | 0.4 | 478 UWWTP, n=2,647, 2018-2020, found in 1.6 % of samples, total concentration | FR | French Database “RSDE-STEU” (2020)
|  | LoQ: 0.00008 | 0.000166 | 0.000572 |  |  | 600 UWWTP, n=605, 2015-2020, total concentration | UK | UK data base (chemical-investigations-programme (CIP2))
cis-Heptachlorepoxide and trans-Heptachlorepoxide2 | 1024-57-3 | LoQ:0.0001 –0.05 | not found |  |  |  | 2015-2018, total concentration | NL | Data base NL (2020)
|  | LoD: 0.05 | not found |  |  |  | 17 UWWTP (Flanders), total concentration | BE | VMM, Wastewater Monitoring Network, 2010-2019
|  | LoQ: 0.004 | not found |  |  |  | 49 UWWTP, n=1,000, 2017-2019, total concentration | DE | Toshovski et al. (2020)
Aclonifen | 74070-46-5 | LoQ: 0.002 – 1 |  |  |  |  | 2015-2018, found in only 1 sample (1 out of 123), total concentration | NL | Data base NL (2020)
|  | LoQ: 0.1 | 0.05 | 0.05 | 0.010 – 0.18 | 2.1 | 479 UWWTP, n=2,654, 2018-2020, found in 0.9 % of samples, total concentration | FR | French Database “RSDE-STEU” (2020)
|  | LoD: 0.025 | < LoQ | 0.000774 | 0 – 0.144 |  | 16 UWWTP (Flanders), 0.9 % of values > LoD, total concentration | BE | VMM, Wastewater Monitoring Network, 2010-2019
|  | LoD: 0.001 | not found |  |  |  | 12 UWWTP (9 countries), n=12, 2017, total concentration | RO, RS, HR, SK, SI, HU, CZ, AT, DE | SOLUTIONS EU FP7 project & ICPDR (2017) (Danube)
|  | LoD: 0.002 | not found |  |  |  | 11 UWWTP (11 countries), n=11, 2019, total concentration | RO, HR, CZ, SK, SI, RS, BG, HR, UA, AT, DE | Joint Danube Survey 4 (JDS4), ICPDR
|  | LoD: 0.025 | not found |  |  |  | 8 UWWTP, total concentration | AT | Clara et al. (2017)
|  | LoQ: 0.01 |  |  |  |  | 49 UWWTP, n=1,000, 2017-2019, found in only 1 sample (1 out of 1,000), total concentration | DE | Toshovski et al (2020)
Bifenox | 42576-02-3 | LoQ: 0.002 – 0.2 |  |  |  |  | 2015-2018, found in only a few samples (2 out of 110), total concentration | NL | Data base NL (2020)
|  | LoQ: 0.1 | 0.05 | 0.096 | 0.010 – 27 | 2.1 | 480 UWWTP, n=2,656, 2018-2020, found in 0.8 % of samples, total concentration | FR | French Database “RSDE-STEU” (2020)
|  | LoD: 0.002 | not found |  |  |  | 11 UWWTP (11 countries), n=11, 2019, total concentration | RO, HR, CZ, SK, SI, RS, BG, HR, UA, AT, DE | Joint Danube Survey 4 (JDS4), ICPDR
|  | LoD: 0.0005 | not found |  |  |  | 8 UWWTP, total concentration | AT | Clara et al. (2017)
|  | LoD: 0.001 | not found |  |  |  | 12 UWWTP (9 countries), n=12, 2017, total concentration | RO, RS, HR, SK, SI, HU, CZ, AT, DE | SOLUTIONS EU FP7 project & ICPDR (2017) (Danube)
|  | LoQ: 0.004 | not found |  |  |  | 49 UWWTP, n=1,000, 2017-2019, total concentration | DE | Toshovski et al. (2020)
|  | LoD: 0.025 | not found |  |  |  | 16 UWWTP (Flanders), total concentration | BE | VMM, Wastewater Monitoring Network, 2010-2019
LoQ: 0.05
Quinoxyfen | 124495-18-7 | LoQ: 0.01 –0.05 | not found |  |  |  | 2015-2018, total concentration | NL | Data base NL (2020)
|  | LoD: 0.025 | not found |  |  |  | 8 UWWTP, total concentration | AT | Clara et al. (2017)
LoQ: 0.05
|  | LoQ: 0.001 | not found |  |  |  | 12 UWWTP (9 countries), n=12, 2017, total concentration | RO, RS, HR, SK, SI, HU, CZ, AT, DE | SOLUTIONS EU FP7 project & ICPDR (2017) (Danube)
|  | LoQ: 0.001 | not found |  |  |  | 11 UWWTP (11 countries), n=11, 2019, total concentration | RO, HR, CZ, SK, SI, RS, BG, HR, UA, AT, DE | Joint Danube Survey 4 (JDS4), ICPDR
|  | LoQ: 0.1 | 0.05 | 0.1 | 0.005 – 27 | 2.1 | 478 UWWTP, n=2,653, 2018-2020, found in 0.8 % of samples, total concentration | FR | French Database “RSDE-STEU” (2020)
|  | LoD: 0.01 |  |  | 0 – 0.065 |  | 22 UWWTP (Flanders), 0.1 % of values > LoD, total concentration | BE | VMM, Wastewater Monitoring Network, 2010-2019
LoQ: 0.02
|  | LoQ: 0.01 | not found |  |  |  | 49 UWWTP, n=1,000, 2017-2019, total concentration | DE | Toshovski et al. (2020)
Category C substances (see chapter 3, page 6/7 in this document)
Alachlor | 15972-60-8 | LoQ: 0.05 | not found |  |  |  | total concentration | AT | Clara et al. (2009)
(EQS: 0.3 µg/L) |  | LoQ: 0.02 | not found |  |  |  | 1 facility (SORTIE STEP BELLECOMBE URBAIN), n=4, 2012, total concentration | FR | NORMAN data base (2021)
|  | LoD: 0.001 |  |  | < LoD – 0.0914 |  | 12 UWWTP (9 countries), n=12, only 1 value > LoQ, 2017, total concentration | RO, RS, HR, SK, SI, HU, CZ, AT, DE | SOLUTIONS EU FP7 project & ICPDR (2017) (Danube)
LoQ: 0.003
|  | LoD: 0.002 | not found |  |  |  | 11 UWWTP (11countries), n=11, 2019, all values < LoD, total concentration | RO, HR, CZ, SK, SI, RS, BG, HR, UA, AT, DE | Joint Danube Survey 4 (JDS4), ICPDR
LoQ: 0.006
|  | LoD: 0.05 | < LoQ | 0.00321 | 0 – 1.35 |  | 38 UWWTP (Flanders), 1.3 % of values > LoD, total concentration | BE | VMM, Wastewater Monitoring Network, 2010-2019
LoQ: 0.1
Benzens | 71-43-2 | LoQ: 0.879 | not found |  |  |  | total concentration | AT | Clara et al. (2009)
(EQS: 10 µg/L) |  | LoD: 0.02 – 0.05 | < LoD |  | 0 – 0.64 |  | 34 UWWTP with tertiary treatment, n=293, 1998-2019, found in 13 % of samples, total concentration | DK | Miljøstyrelsen (2021)
|  | LoD: 0.02 | < LoD |  | 0 – 0.16 |  | 19 small UWWTP with only mechanical treatment, n=93, 2011-2019, found in 18 % of samples, total concentration | DK | Miljøstyrelsen (2021)
|  | LoQ: 0.5 1– 1 | not found |  |  |  | 5 facilities, n=59, 2011-2017, found in only a few samples, total concentration | FR | NORMAN data base (2021)
|  | LoD: 0.62 | < LoQ | 0.000216 | 0 – 0.12 |  | 16 UWWTP (Flanders), 0.2 % of values > LoD, total concentration | BE | VMM, Wastewater Monitoring Network, 2010-2019
LoQ: 1.24
BDE | 32534-81-9 | LoQ: 0.24 – 1.4 |  |  |  |  | found in only a few samples, total concentration | AT | Clara et al. (2009)
|  | LoQ: 0.0000078 – 0.00001 | 5e-06 | 0.0000039 – 0.000010 | 0 – 0.000039 |  | BDE 28: 22 values out of 34 < LoQ, 12 values out of 34 > LoQ, total concentration |  | Clara et al. (2017)
|  |  | 0.00014 | 0.00011 – 0.00032 | 0 – 0.00098 |  | BDE 47, 27 values out of 34 < LoQ, 7 values out of 34 > LoQ, total concentration |  | Clara et al. (2017)
|  |  | 5e-05 | 0.000078 – 0.00016 | 0 – 0.00048 |  | BDE 99, 24 values out of 34 < LoQ, 10 values out of 34 > LoQ, total concentration |  | Clara et al. (2017)
|  |  | 1.5e-05 | 0.000017 – 0.000039 | 0 – 0.00011 |  | BDE 100, 25 values out of 34 < LoQ, 9 values out of 34 > LoQ, total concentration |  | Clara et al. (2017)
|  |  | 4.6e-06 | 0.0000069 – 0.000016 | 0 – 0.000081 |  | BDE 153, 27 values out of 34 < LoQ, 7 values out of 34 > LoQ, total concentration |  | Clara et al. (2017)
|  |  | 3.5e-06 | 0.0000035 – 0.0000093 | 0 – 0.000028 |  | BDE 154, 25 values out of 34 < LoQ, 9 values out of 34 > LoQ), total concentration |  | Clara et al. (2017)
|  |  |  | 0.00022 – 0.00055 | 0 – 0.0016 |  | Sum of BDE 28, BDE 47, BDE 99, BDE 100, BDE 153 and BDE 154 |  | Clara et al. (2017)
[7 empty] | 600 UWWTP, n=605, 2015-2020, total concentration | UK | UK data base (chemical-investigations-programme (CIP2))
|  |  | 0.000251 | 0.00025 |  |  | BDE28
|  |  | 0.000315 | 0.000467 |  |  | BDE47
|  |  | 0.0003 | 0.000513 |  |  | BDE99
|  |  | 0.00025 | 0.000257 |  |  | BDE100
|  |  | 0.00025 | 0.000244 |  |  | BDE153
|  |  | 0.00025 | 0.000318 |  |  | BDE154
|  | LoD: 0.002/0.0025 | < LoQ | 0.0000048 – 0.00113 | 0 – 1.14 |  | 18 UWWTP (Flanders), 0.5 % of values > LoD, total concentration | BE | VMM, Wastewater Monitoring Network, 2010-2019
|  | LoQ: 0.0001 |  |  |  |  | 3 UWWTP, 2012/2013, found in only a few samples, total concentration | DE | Lambert et al. (2014)
C10-C13 Chloralcanes | 85535-84-8 | LoQ: 0.1 | not found |  |  |  | total concentration | AT | Clara et al. (2009)
(EQS: 0.4 µg/L)
Chlorfenvinphos | 470-90-6 | LoQ: 0.011– 0.022 | not found |  |  |  | total concentration | AT | Clara et al. (2009)
(EQS: 0.1 µg/L) |  | LoQ: 0.05 | not found |  |  |  | 1 facility (SORTIE STEP BELLECOMBE URBAIN) n=4, 2012, total concentration | FR | NORMAN data base (2021)
|  | LoQ: 0.001 | not found |  |  |  | 12 UWWTP (9 countries), n=12, 2017, total concentration | RO, RS, HR, SK, SI, HU, CZ, AT, DE | SOLUTIONS EU FP7 project & ICPDR (2017) (Danube)
|  | LoQ: 0.001 | not found |  |  |  | 11 UWWTP (11 countries), n=11, All values < LoD, 2019, total concentration | RO, HR, CZ, SK, SI, RS, BG, HR, UA, AT, DE | Joint Danube Survey 4 (JDS4), ICPDR
|  | LoD: 0.05 | not found |  |  |  | 13 UWWTP (Flanders), total concentration | BE | VMM, Wastewater Monitoring Network, 2010-2019
Chlorpyrifos | 2921-88-2 | LoQ: 0.005 |  |  |  |  | found in only a few samples (2 out of 15 and 9 out of 18), total concentration | AT | Clara et al. (2009)
|  | LoQ: 0.02 | not found |  |  |  | 1 facility (SORTIE STEP BELLECOMBE URBAIN) n=4, 2012, total concentration | FR | NORMAN data base (2021)
|  | LoD: 0.05 | < LoQ | 0.0029 | 0 – 0.24 |  | 23 UWWTP (Flanders), 4.1 % of values > LoD, total concentration | BE | VMM, Wastewater Monitoring Network, 2010-2019
Cyclodiene pesticides | 309-00-2, 60-57-1, 72-20-8, 465-73-6 | LoQ: 0.005–0.01 | not found |  |  |  | total concentration | AT | Clara et al. (2009)
(EQS: Sum 0.01 µg/L) |  | LoQ: 0.05 | not found |  |  |  | 1 facility (SORTIE STEP BELLECOMBE URBAIN) n=4, 2012, total concentration | FR | NORMAN data base (2021)
|  | LoD: 0.05 | not found |  |  |  | 17 UWWTP (Flanders), total concentration | BE | VMM, Wastewater Monitoring Network, 2010-2019
DDT total | 50-29-3 | LoQ: 0.015 | not found |  |  |  | total concentration | AT | Clara et al. (2009)
(EQS: 0.025 µg/L) |  | LoD: 0.05 | not found |  |  |  | 17 UWWTP (Flanders), total concentration | BE | VMM, Wastewater Monitoring Network, 2010-2019
para-para-DDT | 50-29-3 | LoQ: 0.005 | not found |  |  |  | total concentration | AT | Clara et al. (2009)
(EQS: 0.01 µg/L) |  | LoD: 0.025 | not found |  |  |  | 17 UWWTP (Flanders), total concentration | BE | VMM, Wastewater Monitoring Network, 2010-2019
1,2-Dichloroethane | 107-06-2 | LoQ: 1.252 | not found |  |  |  | total concentration | AT | Clara et al. (2009)
(EQS: 10 µg/L) |  | LoQ: 0.5 | not found |  |  |  | 5 facilities, n=59, 2011-2017, found in only a few samples, total concentration | FR | NORMAN data base (2021)
|  | LoD: 1.13 |  |  |  |  | 17 UWWTP (Flanders), 0.1 % of values > LoD, total concentration | BE | VMM, Wastewater Monitoring Network, 2010-2019
Dichloromethane | 75-09-2 | LoQ: 1.328 |  |  |  |  | found in only a few samples (2 out of 15), total concentration | AT | Clara et al. (2009)
|  | LoD: 0.1 - 2 | < LoD |  | 0 – 52 |  | 34 UWWTP with tertiary treatment, n=217, 1998-2019, found in 5.5 % of samples, total concentration | DK | Miljøstyrelsen (2021)
|  | LoD: 0.1 | < LoD |  | 0 – 0.25 |  | 19 small UWWTP with only mechanical treatment, n=32, 2011-2019, found in 3.1 % of samples, total concentration | DK | Miljøstyrelsen (2021)
|  | LoQ: 5 | not found |  |  |  | 5 facilities, n=59, 2011-2017, found in only a few samples, total concentration | FR | NORMAN data base (2021)
|  | LoD: 0.5 |  | 0.00443 | 0 – 1.86 |  | 17 UWWTP (Flanders), 0.3 % of values > LoD, total concentration | BE | VMM, Wastewater Monitoring Network, 2010-2019
Endosulfan | 115-29-7 | LoQ: 0.01 | not found |  |  |  | total concentration | AT | Clara et al. (2009)
(EQS: 0.005 µg/L) |  | LoD: 0.025 |  | 0.00321 | 0 – 1.966 |  | 17 UWWTP (Flanders), 0.5 % of values > LoD, total concentration | BE | VMM, Wastewater Monitoring Network, 2010-2019
|  | LoD: 0.001 | not found |  |  |  | 12 UWWTP (9 countries), n=12, 2017, total concentration | RO, RS, HR, SK, SI, HU, CZ, AT, DE | SOLUTIONS EU FP7 project & ICPDR (2017) (Danube)
|  | LoD: 0.002 | not found |  |  |  | 11 UWWTP (11 countries), n=11, All values < LoD, 2019, total concentration | RO, HR, CZ, SK, SI, RS, BG, HR, UA, AT, DE | Joint Danube Survey 4 (JDS4), ICPDR
|  | LoQ: 0.02 | not found |  |  |  | 1 facility (SORTIE STEP BELLECOMBE URBAIN) n=4, 2012, total concentration | FR | NORMAN data base (2021)
|  | LoQ: 0.001 | not found |  |  |  | 3 UWWTP, 2012/2013, total concentration | DE | Lambert et al. (2014)
Hexachlorobenzene | 118-74-1 | LoQ: 0.005 | not found |  |  |  | total concentration | AT | Clara et al. (2009)
|  | LoQ: 0.01 | not found |  |  |  | 1 facility (SORTIE STEP BELLECOMBE URBAIN) n=4, 2012, total concentration | FR | NORMAN data base (2021)
|  | LoD: 0.05 | not found |  |  |  | 17 UWWTP (Flanders), total concentration | BE | VMM, Wastewater Monitoring Network, 2010-2019
|  | LoQ: 0.002 | not found |  |  |  | 3 UWWTP, 2012/2013, total concentration | DE | Lambert et al. (2014)
Hexachlorobutadiene | 87-68-3 | LoQ: 0.005 | not found |  |  |  | total concentration | AT | Clara et al. (2009)
|  | LoD: 0.05 | not found |  |  |  | 17 UWWTP (Flanders), total concentration | BE | VMM, Wastewater Monitoring Network, 2010-2019
|  | LoQ: 0.005 | not found |  |  |  | 3 UWWTD, 2012/2013, total concentration | DE | Lambert et al. (2014)
Hexachlorocyclohexane | 608-73-1 | LoQ: 0.02 | not found |  |  |  | total concentration | AT | Clara et al. (2009)
(EQS: 0.02 µg/L) |  | LoD: 0.01 |  | 0.000601 | 0 – 0.265 |  | 17 UWWTP (Flanders), 0.4 % of values > LoD, total concentration | BE | VMM, Wastewater Monitoring Network, 2010-2019
|  | LoQ: 0.005/0.002 | 0.004 | 0.0043 | 0.0023 – 0.01 |  | 3 UWWTP, n=17, 2012/2013, only ƴ-Hexachlorocyclohexane was found in all samples, total concentration | DE | Lambert et al. (2014)
Pentachlorobenzene | 608-93-5 | LoQ: 0.01 | not found |  |  |  | total concentration | AT | Clara et al. (2009)
(EQS: 0.007 µg/L) |  | LoD: 0.005 – 0.05 | not found |  |  |  | 53 UWWTP (34 with tertiary and 19 with only mechanical treatment), n=142, 1998-2010 + 4, 2005-2019, total concentration | DK | Miljøstyrelsen (2021)
|  | LoQ: 0.01 | not found |  |  |  | 1 facility (SORTIE STEP BELLECOMBE URBAIN) n=4, 2012, total concentration | FR | NORMAN data base (2021)
|  | LoD: 0.05 | not found |  |  |  | 17 UWWTP (Flanders), total concentration | BE | VMM, Wastewater Monitoring Network, 2010-2019
Pentachlorophenol | 87-86-5 | LoQ: 0.66 –1.4 | not found |  |  |  | total concentration | AT | Clara et al. (2009)
(EQS: 0.4 µg/L) |  | LoD: 0.01 – 0.05 | < LoD |  | 0 – 0.24 |  | 34 UWWTP with tertiary treatment, n=278, 1998-2010, found in 12 % of samples, total concentration | DK | Miljøstyrelsen (2021)
|  | LoD: 0.02 | not found |  |  |  | 19 small UWWTP with only mechanical treatment, n=4, 2005, total concentration | DK | Miljøstyrelsen (2021)
|  | LoQ: 0.1 | not found |  |  |  | 1 facility (SORTIE STEP BELLECOMBE URBAIN) n=4, 2012, total concentration | FR | NORMAN data base (2021)
|  | LoD: 0.03 | < LoQ | 0.000648 | 0 – 0.16 |  | 21 UWWTP (Flanders), 0.7 % of values > LoD, total concentration | BE | VMM, Wastewater Monitoring Network, 2010-2019
|  | LoQ: 0.1 | not found |  |  |  | 3 UWWTD, 2012/2013, total concentration | DE | Lambert et al. (2014)
Simazine | 122-34-9 | LoQ: 0.041 – 0.18 |  |  | 0 – 0.22 |  | found in only 1 sample (out of 15 and out of 18), total concentration | AT | Clara et al. (2009)
|  | LoD: 0.001 | not found |  |  |  | 12 UWWTP (9 countries), n=12, 2017, total concentration | RO, RS, HR, SK, SI, HU, CZ, AT, DE | SOLUTIONS EU FP7 project & ICPDR (2017) (Danube)
|  | LoQ: 0.001 | not found |  |  |  | 11 UWWTP (11countries), n=11, All values < LoD, 2019, total concentration | RO, HR, CZ, SK, SI, RS, BG, HR, UA, AT, DE | Joint Danube Survey 4 (JDS4), ICPDR
|  | LoQ: 0.03 | not found |  |  |  | 1 facility (SORTIE STEP BELLECOMBE URBAIN), n=4, 2012, Total concentration | FR | NORMAN data base (2021
|  | LoD: 0.025 | < LoQ | 0.0116 | 0 – 2.85 |  | 38 UWWTP (Flanders), 5.0 % of values > LoD, total concentration | BE | VMM, Wastewater Monitoring Network, 2010-2019
Tetrachloroethylene | 127-18-4 | LoQ: 0.01 | not found |  |  |  | total concentration | AT | Clara et al. (2009)
(EQS: 10 µg/L) |  | LoD: 0.02 – 0.1 | < LoQD |  | 0 – 0.59 |  | 34 UWWTP with tertiary treatment, n=265, 1998-2019, found in 17 % of samples, total concentration | DK | Miljøstyrelsen (2021)
|  | LoD: 0.02 | < LoD |  | 0 – 0.46 |  | 19 small UWWTP with only mechanical treatment, n=95, 2011-2019, found in 46 % of samples, total concentration | DK | Miljøstyrelsen (2021)
|  | LoQ: 0.5 |  |  | < LoQ – 2.2 |  | 5 facilities, n=59, 2011-2017, found in only a few samples, total concentration | FR | NORMAN data base (2021)
|  | LoD: 0.67 | not found |  |  |  | 17 UWWTP (Flanders), total concentration | BE | VMM, Wastewater Monitoring Network, 2010-2019
Trichloroethylene | 79-01-6 | LoQ: 1.463 | not found |  |  |  | total concentration | AT | Clara et al. (2009)
(EQS: 10 µg/L) |  | LoD: 0.02 – 0.1 | < LoD |  | 0 – 0.51 |  | 34 UWWTP with tertiary treatment, n=262, 1998-2019, found in 8.8 % of samples, total concentration | DK | Miljøstyrelsen (2021)
|  | LoD: 0.02 | < LoD |  | 0 – 0.1 |  | 19 small UWWTP with only mechanical treatment, n=93, 2011-2019, found in 6.5 % of samples, total concentration | DK | Miljøstyrelsen (2021)
|  | LoQ: 0.5 |  |  | 1.6 (max) |  | 5 facilities, n=59, 2011-2017, found in only 1 sample, total concentration | FR | NORMAN data base (2021)
|  | LoD: 0.64 | not found |  |  |  | 17 UWWTP (Flanders), total concentration | BE | VMM, Wastewater Monitoring Network, 2010-2019
Tributyltin compounds | 36643-28-4 | LoQ: 0.0002 |  | 0.0018 and 0.00022 | 0.0052 and 0.002 |  | found 6 out of 15 samples > LoQ and 15 out of 45 samples > LoQ, total concentration | AT | Clara et al. (2009)
|  |  | 0.000147 | 0.000205 |  |  | 600 UWWTP, n=605, 2015-2020, total concentration | UK | UK data base (chemical-investigations-programme (CIP2))
|  | LoD: 0.001 – 0.004 | not found |  |  |  | 34 UWWTP with tertiary treatment, n=67, 2013-2018, total concentration | DK | Miljøstyrelsen (2021)
|  | LoD: 0.001 – 0.004 | < LoD |  | 0 – 0.005 |  | 19 small UWWTP with only mechanical treatment, n=62, 2011-2019, found in 8.1 % of samples, total concentration | DK | Miljøstyrelsen (2021)
|  | LoD: 0.0001 |  | 0.000013 – 0.00011 | 0 – 0.00035 |  | 8 UWWTP, not detected in 32 out of 34 samples, 1 out of 34 values < LoQ, found in only 1 sample (1 out of 32) > LoQ, total concentration | AT | Clara et al. (2017)
LoQ: 0.0002
[7 empty] | 18 UWWTP (Flanders), 20.6 % of values > LoD, total concentration | BE | VMM, Wastewater Monitoring Network, 2010-2019
|  | LoQ: 0.00005 | < LoQ | 4e-05 | < LoQ – 0.00014 |  | 3 UWWTP, 2012/2013, found in only 4 sample (out of 19), total concentration | DE | Lambert et al. (2014)
Trichlorobenzenes | 12002-48-1 | LoQ: 1.622 | not found |  |  |  | total concentration | AT | Clara et al. (2009)
(EQS: 0.4 µg/L) |  | LoD: 0.38 | < LoQ | 0.028 | 0 – 2.91 |  | 17 UWWTP (Flanders), 1.6 % of values > LoD, total concentration | BE | VMM, Wastewater Monitoring Network, 2010-2019
LoQ: 0.76
Trichloromethane | 67-66-3 | LoQ: 1.483 |  |  |  |  | found in only 1 sample (out of 15), total concentration | AT | Clara et al. (2009)
|  | LoD: 0.51 | < LoQ | 0.0562 | 0 – 11.2 |  | 17 UWWTP (Flanders), 3.5 % of values > LoD, total concentration | BE | VMM, Wastewater Monitoring Network, 2010-2019
LoQ: 1.02
|  | LoQ: 0.1 | not found |  |  |  | 3 UWWTP, 2012/2013, total concentration | DE | Lambert et al. (2014)
Trifluraline | 1582-09-8 | LoQ: 0.005 | not found |  |  |  | total concentration | AT | Clara et al. (2009)
(EQS: 0.03 µg/L) |  | LoQ: 0.01 | not found |  |  |  | 1 facility (SORTIE STEP BELLECOMBE URBAIN) n=4, 2012, total concentration | FR | NORMAN data base (2021)
|  | LoD: 0.05 | not found |  |  |  | 17 UWWTP (Flanders), total concentration | BE | VMM, Wastewater Monitoring Network, 2010-2019
LoQ: 0.1

## A P9.1
Table A P9.1 Substance specific reduction efficiency in urban waste water treatment plants (literature study)
Substance | CAS Number | Reduction efficiency (%) | Comment | Country | Source
Lead | 7439-92-1 | 94 | 5 UWWTP, n=93, 2017-2019 | DE | Toshovski et al. (2020)
|  | 90 – 100 | 2 UWWTP | AT | Clara et al. (2014)
|  | 90 | 16 UWWTP, 2010-2011 | UK | Gardner et al. (2013)
Cadmium | 7440-43-9 | 92 | 5 UWWTP, n=93, 2017-2019 | DE | Toshovski et al. (2020)
|  | 92 – 100 | 2 UWWTP | AT | Clara et al. (2014)
|  | 88 | 16 UWWTP, 2010-2011 | UK | Gardner et al. (2013)
Nickel | 7440-02-0 | 44 | 5 UWWTP, n=94, 2017-2019 | DE | Toshovski et al. (2020)
|  | 25 – 30 | 2 UWWTP | AT | Clara et al. (2014)
|  | 29 | 16 UWWTP, 2010-2011 | UK | Gardner et al. (2013)
Mercury | 439-97-6 | 89 | 5 UWWTP, n=93, 2017-2019 | DE | Toshovski et al. (2020)
|  | 90 | 2 UWWTP | AT | Clara et al. (2014)
|  | 79 | 16 UWWTP, 2010-2011 | UK | Gardner et al. (2013)
4-iso-Nonylphenol | 104-40-5 | 78 | 5 UWWTP, n=93, 2017-2019 | DE | Toshovski et al. (2020)
|  | ~ 22 – 99 | literature study | world-wide | Luo et al. (2014)
|  | 89; 81; 78 | 3 UWWTP | AT | Clara et al. (2005)
Di-(2-ethylhexyl)phthalate (DEHP) | 117-81-7 | 88 | 5 UWWTP, n=94, 2017-2019 | DE | Toshovski et al. (2020)
|  | 87 |  | DE | Schütte et al. (2017)
|  | 63 |  | DE | Schütte et al. (2016)
|  | 25 – 97 | literature study | world-wide | Luo et al. (2014)
Perfluoroctansulfonate | 1763-23-1 | 67 | 5 UWWTP, n=12, 2017-2019 | DE | Toshovski et al. (2020)
|  | 38 | 40 UWWTP, 2015-2016, Baden-Württemberg | DE | Rau und Metzger (2017)
|  | 73 |  | DE | Maus et al. (2016)
|  | 40 | 2 UWWTP | AT | Clara et al. (2014)
Diuron | 330-54-1 | 13 | 5 UWWTP, n= 42, 2017-2019 | DE | Toshovski et al. (2020)
|  | 49 | 16 UWWTP, 2011 | ES | Campo et al. (2013)
|  | 1 | 2 UWWTP | AT | Clara et al. (2014)
|  | ~ 27 – ~ 72 | literature study | world-wide | Luo et al. (2014)
|  | 46 (±16) | literature review |  | Luo et al. (2014)
|  | 10 (±16) | n=9, 2009-2010 |  | Margot et al. (2013)
|  | 15 |  | CH | Abegglen und Siegrist (2012)
|  | 22 |  | AT | Clara et al. (2012)
|  | 0 |  | DE | Seel et al. (1994)
Isoproturon | 34123-59-6 | 15 | 5 UWWTP, n=77, 2017-2019 | DE | Toshovski et al. (2020)
|  | ~ 56 | 16 UWWTP, 2011 | ES | Campo et al. (2013)
|  | 27 (±22) | n=16, 2009-2010 |  | Margot et al. (2013)
|  | 0 –35 |  |  | Abegglen und Siegrist (2012)
|  | 9 |  | AT | Clara et al. (2012)
|  | 15 |  |  | Seel et al. (1994)
Terbutryn | 886-50-0 | 29 | 5 UWWTP, n=87, 2017-2019 | DE | Toshovski et al. (2020)
|  | 1 | 40 UWWTP, 2015-2016 | DE | Rau und Metzger (2017)
|  | ca. 30 | 1 UWWTP, 2015 | DE | Schütte et al. (2017)
|  | 35 | 1 UWWTP | DE | Maus et al. (2016)
|  | < 20 | 6 UWWTP | DE | LUBW (2014)
|  | 65 | 16 UWWTP, 2011 | ES | Campo et al. (2013)
2011, grab sample or 24-h composite sample
|  | 49 (±25) | n=37, 2009-2010, 24-h composite sample |  | Margot et al. (2013)
|  | 38 | biological treatment without nitrification | CH | Abegglen und Siegrist (2012)
|  | 48 | biological treatment with nitrification | CH | Abegglen und Siegrist (2012)
|  | 47 | 1 UWWTP, n=7, 2009, 24-h composite sample | CH | Morasch et al. (2010)
|  | 72 (±14) | 1 UWWTP | CH | Singer et al. (2010)

## A P13.1
Table A P13.1 Background (1) PAH16 and B(a)P concentrations in German top soils (90th percentile); (LABO 2015).
Humus content class |  | B(a)P (µg/kg) | PAH16 (µg/kg) | B(a)P (µg/kg) | PAH16 (µg/kg) | B(a)P (µg/kg) | PAH16 (µg/kg) | B(a)P (µg/kg) | PAH16 (µg/kg)
| CAS Number | 50-32-8 | 130498-29-2 | 50-32-8 | 130498-29-2 | 50-32-8 | 130498-29-2 | 50-32-8 | 130498-29-2
|  | Field* |  | Pasture* |  | Deciduous forest** |  | Coniferous forest**
< 1% |  | - | - | - | - | - | - | - | -
1 - < 2% |  | 20.6 | 221 | - | - | - | - | - | -
2 - < 4% |  | 34.3 | 484 | 14 | 196 | - | - | 26 | 675
4 - < 8 % |  | 61.5 | 885 | 46.7 | 430 | 61.4 | 1035 | 36.4 | 832
8 - < 15% |  | - | - | 42.2 | 295 | 83.6 | 1663 | 47.6 | 1200
15 - < 30% |  | - | - | - | - | 140.6 | 3069 | 99.1 | 1774
> 30% |  | - | - | -25.2 | -413 | - | - | - | -
(1) small number of samples (< 20); * in top soil; ** in 0-5 cm